## Schedule
Name of the work: Schedule for the work of "Erection of new 33/11kV Indoor substation with 2x8MVA PTRs at Botanical Garden in White field section in operation Kondapur division in Cyber city circle, in Master plan Sub-division 1 of WCGH Division in Rangareddy circle under T&D improvement works..
1
2. WBS No. Supply 1797-13-04-01-01-001
Sl.No | Estimate Quantity(Only Figures) | PARTICULARS | Work Type | Item Short Description | SWR No/APSS/Morth cl.No | Rate (INR) (Upto 2 Decimals) | UOM | Amount
SS labour
1 | 2 | LOADING of 8 MVA PTR | Elecy | Labour | SWR10613 | 5805.84 | EA | 11611.68
2 | 2 | Transport of 8MVA power transformer Transport of Power transformers (0 to 100 KM) from one place to another place in GHMC Area.(excluding of loading & unloading ) 8MVA power transformer | Elecy | Labour | SWR10854 | 21945 | EA | 43890
3 | 2 | UNLOADING of 8 MVA PTR | Elecy | Labour | SWR10627 | 5805.84 | EA | 11611.68
4 | 2 | Erection of 33/11 KV, 8 MVA PTR as per Spec | Elecy | Labour | SWR21321 | 49480.2 | EA | 98960.4
5 | 700 | S/o rail poles 90/105lb (250x2N) | Elecy | Supply | SMR22718 | 47.27 | KG | 33089
6 | 4 | Erection of pole in position, aligning and setting to work, fixing of cross arms and top clamps, earthing of supports, back filling with earth and stones properly ramming including transport of materials from road side to location excluding pit excavation Rail pole 90 lbs | Elecy | Labour | SWR10344 | 3510 | EA | 14040
7 | 1 | Loading of 50,63, 75 & 100 KVA DTR | Elecy | Labour | SWR10195 | 350 | EA | 350
8 | 1 | Transport of conductor drums, cable drums, fragile material such as kiosks, VCBs, control panels, current transformers, boosters, lightning arrestors, insulators, transformers, meters (which are less in weight and occupy more space) (excluding of loading unloading) Note: 1). It will be treated as full load of 10 MT and paid for 10 MT. 2). For 3 Ton vehicle : 50% of the following rates Transport of Cond Drum,VCBs>10 & <20Km | Elecy | Labour | SWR11861 | 3299.7 | EA | 3299.7
9 | 1 | UNLOADING of 50,63,75&100kva DTR | Elecy | Labour | SWR10513 | 280 | EA | 280
10 | 1 | Column type DTR Plinth topslab 4'x4'x6" RCC Column type DTR Plinth of size 1'X1'X10',topslab 4'x4'x6" & beam size 4'X8'X8" upto 160KVA | Elecy | Labour | SWR21843 | 25967.57 | EA | 25967.57
11 | 1 | E/r 3ph DTR inclu L&Un-L,T&C on plinth RCC Column type DTR Plinth of size 1'X1'X10',topslab 4'x4'x6" & beam size 4'X8'X8" upto 160KVA | Elecy | Labour | SWR20905 | 1650 | EA | 1650
12 | 16 | Loading of 11 KV VCBs along with Panel boards | Elecy | Labour | SWR10199 | 1024 | EA | 16384
13 | 8 | Transport of conductor drums, cable drums, fragile material such as kiosks, VCBs, control panels, current transformers, boosters, lightning arrestors, insulators, transformers, meters (which are less in weight and occupy more space) (excluding of loading unloading) Note: 1). It will be treated as full load of 10 MT and paid for 10 MT. 2). For 3 Ton vehicle : 50% of the following rates Transport of Cond Drum,VCBs>10 & <20Km | Elecy | Labour | SWR11861 | 3299.7 | EA | 26397.6
14 | 16 | Un loading of 11 KV VCBs along with Panel boards | Elecy | Labour | SWR10517 | 1044.48 | EA | 16711.68
15 | 16 | Erection of 11KV indoor switch gear panel/indoor PT panel / Bus section panel / Bus raiser panel/Capacitor panel/Switch fuse panel for DTR. | Elecy | Labour | SWR10931 | 8894 | EA | 142304
16 | 10 | LOADING of 33 KV VCBs&Panel boards | Elecy | Labour | SWR10198 | 1024 | EA | 10240
17 | 5 | Transport of conductor drums, cable drums, fragile material such as kiosks, VCBs, control panels, current transformers, boosters, lightning arrestors, insulators, transformers, meters (which are less in weight and occupy more space) (excluding of loading unloading) Note: 1). It will be treated as full load of 10 MT and paid for 10 MT. 2). For 3 Ton vehicle : 50% of the following rates Transport of Cond Drum,VCBs>10 & <20Km | Elecy | Labour | SWR11861 | 3299.7 | EA | 16498.5
18 | 10 | UNLOADING of 33 KV VCBs&Panel boards | Elecy | Labour | SWR10516 | 1044.48 | EA | 10444.8
19 | 10 | Erection of 33KV indoor switch gear panel/33KV indoor PT panel / Bus section panel / Bus raiser panel | Elecy | Labour | SWR10930 | 9847 | EA | 98470
20 | 1 | Loading 220 V Battery with Charger | Elecy | Labour | SWR11166 | 1612 | SET | 1612
21 | 1 | Transport of conductor drums, cable drums, fragile material such as kiosks, VCBs, control panels, current transformers, boosters, lightning arrestors, insulators, transformers, meters (which are less in weight and occupy more space) (excluding of loading unloading) Note: 1). It will be treated as full load of 10 MT and paid for 10 MT. 2). For 3 Ton vehicle : 50% of the following rates Transport of Cond Drum,VCBs>10 & <20Km | Elecy | Labour | SWR11861 | 3299.7 | EA | 3299.7
22 | 1 | Un-loading 220 V Battery with Charger | Elecy | Labour | SWR11147 | 1024 | SET | 1024
23 | 1 | Erection of 220 V, 80 AH battery in complete shape fit for charging . Conventional lead acid | Elecy | Labour | SWR12295 | 7666 | EA | 7666
24 | 1 | Supply of AC Supply panel inluding providing of changeover switch, SFU, metering unit, 32 A three phase MCB, 16 A Single phase MCB complete as per specification. | Elecy | Supply | SMR40045 | 42000 | EA | 42000
25 | 1 | Erection of control/Relay panels, AC Panels, announciation panels etc in the control room duly mounting them on channels and grouting them with foundation bolts excluding cost of channels & foundation bolts | Elecy | Labour | SWR11893 | 2122 | EA | 2122
26 | 43 | Painting of Name Plates for any equipmen | Elecy | Labour | SWR10963 | 122 | EA | 5246
27 | 36 | Supply of CI Pipe earthing 100mm dia 2.75m long | Elecy | Supply | SMR11482 | 3486 | EA | 125496
28 | 36 | Providing of earthing with excavation of earth pit (0.6 x0.6x2.4 Mts.) duly filling with bentonite, earth , running of earth wire etc., complete, including cost of bentonite and excluding cost of RCC collar of size 0.75M dia x 0.5 M height | Elecy | Labour | SWR10357 | 1234.2 | EA | 44431.2
29 | 36 | Providing of RCC Collar guarding to the existing earth pits with damaged masonry including dismantling and removing of existing masonry and fixing the RCC collar of 0.60 M dia X0.50 M height ERECT. OF LINESupply of Providing of RCC collar | Elecy | Labour | SWR10359 | 386 | EA | 13896
30 | 531.9 | Laying of earth mat including excavation of trenches of depth 600mm, welding, connecting to equipment and connecting lightning shield to earth mat and earthing of fence posts, drilling and connecting earth rods including connecting cast iron pipes with the following sizes of MS Flats /GI Flats. including fabrication. 75x 8mm MS Flat / GI Flat | Elecy | Labour | SWR10920 | 65 | RMT | 34573.5
31 | 208.3 | Earthing for raisers of SS Flat 50x6 mm. Fabrication and connecting to risers from earth mat to structures, equipment, marshalling boxes, electrical panels, PLCC panels, fencing posts etc. M.S./ G.I. Flat 50x6mm / 50 x 8 mm ( Above ground) | Elecy | Labour | SWR10919 | 41 | RMT | 8540.3
32 | 50 | Supply of GI Bolts & Nuts,Washers etc., | Elecy | Supply | SMR11488 | 117.5 | KG | 5875
33 | 314 | Supply and painting of Black to all earth Flat | Elecy | Labour | SWR12217 | 55 | M | 17270
34 | 2 | SupCU Flexi jumper for Power T/F Neutral Supply of Copper Flexible jumper with 75 X 8 of length 250 mm at neutral of Power tranformer end and 50 X 6 of length 50mm two Nos at double neutral end duly brasing with flexible jumper of capacity of 5kA/3 sec for power transformer neutral. | Elecy | Supply | SMR40033 | 4725 | EA | 9450
35 | 2 | Provd-Dble Erth with CuJumper incl MSChl Providing of double earthing for neutral with flexible copper jumpers including arrangement by fixing M.S.Channel 100x50mm. | Elecy | Labour | SWR11892 | 1323 | EA | 2646
36 | 106 | Laying of 4No's single core 630 sqmm UG cable (Single Circuit with one spare cable) including excavation of trench of size 0.7 Mtrs width and 1.2 Mtrs depth from road level, providing of DWC/GI pipes whereever required depth is not acquired as per the instructions of Engineer in Charge and filling with sand 250mm above the cable and 50mm below the cable, laying of cable, placing 40mm shabad protective slabs, back filling the trench with earth, levelling and and removing the debris from the site inluding the cost of lead and lift etc. In Hard Gravel Soil / BC soil / Red earth / stone and earth mixed with fair boulders / Normal soil | Elecy | Labour | SWR12110 | 2463.3 | M | 261109.8
37 | 56 | Raise-SR 33KV 1x630sqmm UG Cb on Support Raising of Single Run 33KV 1x630sqmm UG Cable on Support | Elecy | Labour | SWR12448 | 133 | M | 7448
38 | 106 | Lay-Second 33KV UG Cb in Existing Duct | Elecy | Labour | SWR12452 | 200 | M | 21200
39 | 14 | Raising of cable on already erected support with wooden / MS clamps and connecting it to over head line with cable jumpers including cost of required wooden cleats, lugs and bolts and nuts through GI pipe (excluding the cost of GI pipe) 33 KV 3x400 Sqmm Cable | Elecy | Labour | SWR11954 | 135.66 | M | 1899.24
40 | 8 | Supply of 33KV 1x630Sqmm GIS ID Unit End Termination | Elecy | Supply | SMR12473 | 2500 | EA | 20000
41 | 8 | Supply of 33KV 1x630Sqmm OD Unit EndTermtn | Elecy | Supply | SMR12474 | 4200 | EA | 33600
42 | 8 | Install-33KV 1x630Sqmm GIS ID EndTermtn | Elecy | Labour | SWR12473 | 17600 | EA | 140800
43 | 8 | Install-33KV 1x630Sqmm OD Unit EndTermtn | Elecy | Labour | SWR12474 | 4000 | EA | 32000
44 | 85 | Lay-SR 11KV 3x185sqmm UG Cb HG/BC/CC/BT Laying of XLPE UG cable including excavation of trench of size 450mm wide and 850mm for LT, 1050mm for 11 KV and 1200mm for 33 KV form road level, providing of DWC/GI pipes whereever required depth is not acquired as per the instructions of Engineer in Charge, the prorata basis rates to be adopted for 2 feet, 3feet depths and filling with sand 250mm above the cable and 50mm below the cable, laying of cable, placing 40mm shabad protective slabs, back filling the trench with earth, levelling and and removing the debris from the site inluding the cost of lead and lift etc.depth of the trench) LT -0.85 mts, 11 KV-1.05Mtrs & 33 KV - 1.20 mtrs. In Hard Gravel Soil / BC soil / Red earth / stone and earth mixed with fair boulders / Normal soil / CC/BT Road 11KV 3x185 Sqmm Cable | Elecy | Labour | SWR11920 | 465.46 | M | 39564.1
45 | 15 | Raise-SR 11KV 3x185sqmm UG Cb on support Raising of cable on already erected support with wooden / MS clamps and connecting it to over head line with cable jumpers including cost of required wooden cleats, lugs and bolts and nuts through GI pipe (excluding the cost of GI pipe) 11 KV 3x185 Sqmm Cable | Elecy | Labour | SWR11956 | 126.23 | M | 1893.45
46 | 8 | Loading of R.S. Joists 150 x 150mm / Rail poles | Elecy | Labour | SWR10205 | 176 | EA | 1408
47 | 8 | Un loading of R.S. Joists 150 x 150mm / Rail poles | Elecy | Labour | SWR10523 | 107 | EA | 856
48 | 44 | Cutting charges for RS Joist 150x150 mm | Elecy | Labour | SWR10297 | 48 | EA | 2112
49 | 0.248 | Coping of 1.5'x1.5'x1 with 1:8 slope Using form boxes (0.031Cumt.) | Elecy | Labour | SWR11890 | 3893 | M3 | 965.464
50 | 4.33 | Loading of M.S.Channels, Angles, Flats & Rods etc., | Elecy | Labour | SWR10206 | 221 | TON | 956.93
51 | 4.33 | Un loading of M.S.Channels, Angles, Flats & Rods etc., | Elecy | Labour | SWR10524 | 185 | TON | 801.05
52 | 0.83 | Fabrication of Main and Auxiliary structures with welding usingraw steel such as RS joist, M.S.Angles, Plates, Channels,including the supply and fabrication of 6mm base plate to theRSupply of Joist poles excluding cost of Mild Steel and transportcharges to substation site, including erection. | Elecy | Labour | SWR10869 | 3426 | TON | 2843.58
53 | 3.83 | Alligning the Main and Auxiliary structures such as RS joist, M.S.Angles, Plates, Channels, Structure to zero level duly leveling in prefabricated MS frames with Hydraulic jacks before galvanising/ fabrication. | Elecy | Labour | SWR10867 | 1470 | TO | 5630.1
54 | 6 | Loading of R.S. Joists 175 x 85 mm | Elecy | Labour | SWR10204 | 76 | EA | 456
55 | 6 | Un loading of R.S. Joists 175 x 85 mm | Elecy | Labour | SWR10522 | 50 | EA | 300
56 | 3 | Ex of Hard pit w/o blast 0.75X0.9X1.95M | Elecy | Labour | SWR11040 | 990.68 | EA | 2972.04
57 | 3 | Fabrication of 175x85/150x75mm RS joist pieces upto 12.5 meters length by welding joint together by means of 50x6mm flat and MS channel on either side including the cost of consumable. | Elecy | Labour | SWR10642 | 512.55 | EA | 1537.65
58 | 3 | Erection of pole in position, aligning and setting to work, fixing of cross arms and top clamps, earthing of supports, back filling with earth and stones properly ramming including transport of materials from road side to location excluding pit excavation Box pole 9/10/11 Mtr | Elecy | Labour | SWR11266 | 2643.83 | EA | 7931.49
59 | 4.15 | Mass concreting of supports incl. cement Mass concreting of supports erected with CC (1:4:8) using 40 mm, HB G metal including the cost of metal, sand, Cement and curing etc. Including the cost of cement | Elecy | Labour | SWR10356 | 6579 | M3 | 27302.85
60 | 1.73 | Plastering 2 coats, 20/16 mm (1:6)/(1:4) | Elecy | Labour | SWR10862 | 373 | M2 | 645.29
61 | 3 | Paint of coping with 2 coats of white cement incl cost of paints etc. Ptg of coping with 2cts white cmnt inclu | Elecy | Labour | SWR11089 | 48 | EA | 144
62 | 8.83 | Transport of iron materials such as R.S. Joists, Rail Poles, fabricated supports, steel, iron, flat, M.S. Channels etc., by lorries. (excluding of loading & unloading ) Above 10 KM and upto 20 KM | Elecy | Labour | SWR10132 | 412.08 | TON | 3638.6664
63 | 5.83 | Painting of sub-station structures with two coats of Aluminium paint using Aluminium paint 1st grade containing 3.6 kg of Aluminium paste for 18 liters of thinner 1st coat is to be applied before erection of sub-station structures and 2nd coat after stringing and half round welding including cost of paint, cost of brushes, labour charges etc., complete. Supply of material cost for First coat of 1st Grade Aluminium Paint, brushes etc. Supply of Material for 1st coat Al. Painting. | Elecy | Supply | SMR40009 | 2181 | TO | 12715.23
64 | 5.83 | Painting of sub-station structures with two coats of Aluminium paint using Aluminium paint 1st grade containing 3.6 kg of Aluminium paste for 18 liters of thinner 1st coat is to be applied before erection of sub-station structures and 2nd coat after stringing and half round welding including cost of paint, cost of brushes, labour charges etc., complete Labour charges for painting including scratching and cleaning of Sub-station structures of 1st coat of Aluminium. Labour for 1st coat Al. Painting. | Elecy | Labour | SWR10877 | 851 | TO | 4961.33
65 | 5.83 | Painting of sub-station structures with two coats of Aluminium paint usingAluminium paint 1st grade containing 3.6 kg of Aluminium paste for 18 liters of thinner 1st coat is to be applied before erection of sub-station structures and 2ndcoat after stringing and half round welding including cost of paint, cost of brushes, labour charges etc., complete. Supply of material cost for Second coat of 1st Grade Aluminium Paint, brushes, etc. Supply of Material for 2nd coat Al. Painting. | Elecy | Supply | SMR40010 | 1293 | TO | 7538.19
66 | 5.83 | Painting of sub-station structures with two coats of Aluminium paint using Aluminium paint 1st grade containing 3.6 kg of Aluminium paste for 18 liters of thinner 1st coat is to be applied before erection of sub-station structures and 2nd coat after stringing and half round welding including cost of paint, cost of brushes, labour charges etc., complete. Labour charges for painting including scratching and cleaning of Sub-station structures of 2nd coat of Aluminium . Labour for 2nd coat Al. Painting. | Elecy | Labour | SWR10879 | 482 | TO | 2810.06
67 | 1 | LOADING of 11 KV AB SWCH T.T.200/400 A | Elecy | Labour | SWR12406 | 80 | EA | 80
68 | 1 | UNLOADING of 11 KV AB SWCH T.T.200/400 A | Elecy | Labour | SWR12425 | 80 | EA | 80
69 | 1 | Erection of 11KV 200A TT type AB Switch including fixing of cross angles and alignment complete | Elecy | Labour | SWR20102 | 1813.49 | EA | 1813.49
70 | 1 | Painting of operating rods of 33kV, 11kV AB switches with post office red colour (including cost of paint) | Elecy | Labour | SWR10881 | 142 | EA | 142
71 | 1 | Making of coil earthing pole with 8mm GI wireNut&Bolts for AB Switch | Elecy | Labour | SWR12331 | 146.63 | EA | 146.63
72 | 1 | LOADING of 11 KV HG Fuse Sets | Elecy | Labour | SWR10231 | 18 | EA | 18
73 | 1 | UNLOADING of 11 KV HG Fuse Sets | Elecy | Labour | SWR10549 | 18 | EA | 18
74 | 1 | Erection of 11 KV HG Fuse set including earthing | Elecy | Labour | SWR10395 | 740.52 | SET | 740.52
75 | 1 | Erection of LT distribution box including laying of LT cable from distribution box to LT OH line and DTR to distribution box including earthing of distribution box and crimping of lugs connecting of jumpers etc | Elecy | Labour | SWR10674 | 1594.67 | EA | 1594.67
76 | 2 | Making 11 KV 3x185 Sqmm Cable Out Door/Indoor end termination | Elecy | Labour | SWR10390 | 2370.63 | EA | 4741.26
77 | 90 | Excavation & laying of UG Cable in Single Run Laying of XLPE UG cable including excavation of trench of size 450mm wide and 850mm for LT, 1050mm for 11 KV and 1200mm for 33 KV form road level, providing of DWC/GI pipes whereever required depth is not acquired as per the instructions of Engineer in Charge, the prorata basis rates to be adopted for 2 feet, 3feet depths and filling with sand 250mm above the cable and 50mm below the cable, laying of cable, placing 40mm shabad protective slabs, back filling the trench with earth, levelling and and removing the debris from the site inluding the cost of lead and lift etc.depth of the trench) LT -0.85 mts, 11 KV-1.05Mtrs & 33 KV - 1.20 mtrs. In Hard Gravel Soil / BC soil / Red earth / stone and earth mixed with fair boulders / Normal soil / CC/BT Road LT 3 1/2 x 185 Sqmm Cable | Elecy | Labour | SWR11923 | 377.63 | M | 33986.7
78 | 10 | Raise-SR LT 3 1/2 x 185 Sqmm Cab UG Cb on support | Elecy | Labour | SWR11959 | 85.43 | M | 854.3
79 | 2 | Supply & fixing of Oout Door/Indoor end termination LT 3 1/2 x 185 Sqmm Cable | Elecy | Labour | SWR10765 | 968.9 | EA | 1937.8
80 | 4 | Making 33 KV 3x400 Sqmm Cable Out Door/Indoor end termination | Elecy | Labour | SWR10387 | 2764.76 | EA | 11059.04
81 | 2200 | Laying of 4 core/10 core 2.5 sq. mm.Copper control cable in aready excavation trench including cost of providing single compress glands at both ends | Elecy | Labour | SWR11879 | 27 | M | 59400
82 | 500 | Cable terminations to the switch gear marshalling boxes/panel terminal blocks/control and relay panels LT AC panel including providing suitable ferrules and lugs as per specification (including cost of ferrules, lugs and glands) | Elecy | Labour | SWR12510 | 27 | EA | 13500
83 | 18 | Supply of earthing pipe with materials Supply of Earthing GI flat 25x3 mm incl material | Elecy | Supply | SMR11485 | 105 | KG | 1890
84 | 30 | Providing of RCC collar to earth pit. Running of GI eartn flat of size 25X3mm from all metallic parts of channels, AB Switch, HG fuse set, DTr neutral and LT Distribution box and inter connection of earth pits etc complete Run-GI Earth Flat 25x3mm from metallic p | Elecy | Labour | SWR12125 | 14.03 | M | 420.9
85 | 2 | Load-11/33KV XLPE UG Cable for all sizes | Elecy | Labour | SWR11230 | 1024 | DR | 2048
86 | 1 | Transport of conductor drums, cable drums, fragile material such as kiosks, VCBs, control panels, current transformers, boosters, lightning arrestors, insulators, transformers, meters (which are less in weight and occupy more space) (excluding of loading unloading) Note: 1). It will be treated as full load of 10 MT and paid for 10 MT. 2). For 3 Ton vehicle : 50% of the following rates Transport of Cond Drum,VCBs>10 & <20Km | Elecy | Labour | SWR11861 | 3299.7 | EA | 3299.7
87 | 2 | Unload-11/33KV XLPE UG Cable all sizes | Elecy | Labour | SWR11231 | 1024 | DR | 2048
88 | 8 | Supply 9mtrs tubular poles single way Supply of stepped tubular poles single way made of steel of length 9mtrs with tensile strength of 42kgf/mm2 at a steps of 4.5 mtrs with outer dia 114.3 mm,2.1 mtrs with outer dia 88.9 mm, 2.1 mtrs with outer dia 76.1 mm, normal Crippling load of 141 kgf, normal Breaking load of 198 kgf ,working Crippling load of 70 kgf, working Breaking load of 79 kgf as per IS 2713. | Elecy | Supply | SMR40051 | 13913 | EA | 111304
89 | 8 | Exca Hard pit w/o blast 0.76X0.76X1.83M Excavation of pits in hard rock not requiring blasting. (In hard murram / rock boulders) 9.1 Mtrs PSCC Poles 0.76 M x 0.76M x 1.83M (2.6" x 2.6" x 6.0") | Elecy | Labour | SWR11039 | 928 | EA | 7424
90 | 8 | Errection of tubular poles Supply of LED fixture set of (LUMINAIRE MAKE: PHILIPS /OSRAM/GE/VENTURE/CROMPTON/BAJAJ/VIN/WIPRO/JAGUAR/KESELEC/HAVELLS/HPL/SURYA/SYSKA. LED MAKE: PHILIPS LUMILEDS/CREE/NICHIA/OSRAM/SUMSANG/LG LEDs) make with minimum 120 Lm/W Lumens Output, 105 V to 295 V Voltage range, more than 0.94 Power factor, Pressure Die cast Alluminium housing, Powder coated/ anodized finishing, toughed glass lamp cover, IP65 ingress protection, less than 25% THD, minimum 70% electronic efficiency, minimum 140 degrees along the road & 80 degrees across the road beam angle, 4500 to 6500K Color temperature, very low mercury 6.4mg max, Life more than 50,000 burning hours, maximum 20% depreciation during life, Fully cut off control of distribution, Electronic Ballast driver type, minimum 10KV Surge withstand capacity, Poly carbonate reflector/ Poly Carbonate Lens secondary optics, suitable for fixing to existing poles in the Substations, with five years warranty Erection of tubular poles+ | Elecy | Labour | SWR10955 | 1379 | EA | 11032
91 | 6.1 | Mass concreting of supports erected with CC (1:4:8) using 40 mm, HB G metal including the cost of metal, sand, Cement and curing etc. Mass concreting of supports incl. cement | Elecy | Labour | SWR10356 | 6579 | M3 | 40131.9
92 | 4.62 | Plastering 2 coats, 20/16 mm (1:6)/(1:4) | Elecy | Labour | SWR10862 | 373 | M2 | 1723.26
93 | 8 | Painting of poles Paint of coping with 2 coats of white cement incl cost of paints etc. Ptg of coping with 2cts white cmnt inclu | Elecy | Labour | SWR11089 | 48 | EA | 384
94 | 8 | Supply of Metal Handle Lamp 150W | Elecy | Supply | SMR24635 | 6450 | EA | 51600
95 | 50 | Supply of GI Bolts & Nuts,Washers etc., | Elecy | Supply | SMR11488 | 117.5 | KG | 5875
96 | 8 | Fixing of LED/Metal halide complete. Supply of LED fixture set of (LUMINAIRE MAKE: PHILIPS /OSRAM/GE/VENTURE/CROMPTON/BAJAJ/VIN/WIPRO/JAGUAR/KESELEC/HAVELLS/HPL/SURYA/SYSKA. LED MAKE: PHILIPS LUMILEDS/CREE/NICHIA/OSRAM/SUMSANG/LG LEDs) make with minimum 120 Lm/W Lumens Output, 105 V to 295 V Voltage range, more than 0.94 Power factor, Pressure Die cast Alluminium housing, Powder coated/ anodized finishing, toughed glass lamp cover, IP65 ingress protection, less than 25% THD, minimum 70% electronic efficiency, minimum 140 degrees along the road & 80 degrees across the road beam angle, 4500 to 6500K Color temperature, very low mercury 6.4mg max, Life more than 50,000 burning hours, maximum 20% depreciation during life, Fully cut off control of distribution, Electronic Ballast driver type, minimum 10KV Surge withstand capacity, Poly carbonate reflector/ Poly Carbonate Lens secondary optics, suitable for fixing to existing poles in the Substations, with five years warranty Fixing of Metal halide lamps with fixtures Make:Philips,Crompton,Bajaj junction box with MCB with 1.5 GI pipe complete. | Elecy | Labour | SWR10956 | 1268 | EA | 10144
97 | 1 | Supply of Steel almarah(61/2 X 3ft) Godrej | Elecy | Labour | SMR40061 | 9818 | EA | 9818
98 | 400 | Supplying & fabrication erection of 6mm Checkerd plates as per the field conditions | Elecy | Labour | SWR10873 | 83 | KG | 33200
99 | 12 | Supply of Rubber mats( 6#x3#)size fo indoorSS | Elecy | Supply | SMR40068 | 1386 | EA | 16632
100 | 1 | Supply of Alluminium Ladder for indoor works | Elecy | Supply | SMR40062 | 4410 | EA | 4410
101 | 2 | Supply of TrollyMounted Co2 Cylinders(ISupply of 2878) | Elecy | Supply | SMR40087 | 9240 | EA | 18480
102 | 2 | Supply of Fire Buckets Stand with Buckets | Elecy | Supply | SMR40088 | 1386 | SET | 2772
103 | 6 | Supply of Fire Extinguisher for Control Room | Elecy | Supply | SMR40089 | 4620 | EA | 27720
104 | 4 | Supply of Safety Helmet of standard make | Elecy | Supply | SMR40071 | 231 | EA | 924
105 | 4 | Supply of Earth Rods (8ft) Screw & clamp type | Elecy | Supply | SMR40066 | 578 | EA | 2312
106 | 4 | Supply of Hand Gloves | Elecy | Supply | SMR40067 | 289 | SET | 1156
107 | 1 | Supply of Stand basic cell phone with charger | Elecy | Supply | SMR40069 | 1386 | EA | 1386
108 | 1 | Supply of Table (3x6ft) Godrej | Elecy | Supply | SMR40057 | 6050 | EA | 6050
109 | 4 | Supply of S type chairs (Godrej) | Elecy | Supply | SMR40058 | 924 | EA | 3696
110 | 1 | Supply of Angle racks(18x36.6inches) Godrej | Elecy | Supply | SMR40060 | 1733 | EA | 1733
111 | 10 | Supply of Danger boards with clamps | Elecy | Supply | SMR40070 | 116 | EA | 1160
112 | 1 | Supply of 33/11kv S.S Permanent Name board of the 33/11kV Sub-Station(As per Standard Specification) | Elecy | Supply | SMR40086 | 10238 | EA | 10238
113 | 1 | Supply of Wall clock standard make | Elecy | Supply | SMR40059 | 578 | EA | 578
114 | 1 | SupTaparia Tool kit complete as per Spec Supply of Taparia Tool kit of Size 20”x10”x15” with tier arrangements Tool box with locking arrangement & key containing (1) Double Ended fix Spanner sets, (Ribbed) 6 x 7, 8 x 9, 10 x 11, 12 x 13, 14 x 15, 16 x 17, 18 x19, 20 x 22, 21 x 23, 24 x 27, 25 x28, 30 x 32, (2) Double Ended Ring Spanners sets, 6 x 7 , 8 x 9, 10 x 11, 12 x 13, 14 x 15. 16 x 17 , 18 x 19, 20 x 22 , 21 x 23, 24 x 27, 25 x28, 30 x 32 mm, (3) Adjustable Spanner 305 mm length least maximum opening 35mm chrome, (4) Pipe Wrench Length 350 mm 14”, (5) Soft faced Hammer with suitable handle 2 lb, (6) Hacksaw frame with metal handle heavy duty for 12" hacksaw blade with High Speed blade, (7) Insulated Screw drivers Transparent Green Handle Set Length 6”, 8” & 12”, (8) Star Screw Driver Transparent Green Handle Length 6”, (9) Insulated Wire Cutter, (10) Insulated Cutting Plier Length 8” with cable stripper insulated with thick C. A. sleeve confirming to IS: 4378 - 1990, (11) Long Nose Plier insulated with thick C.A. sleeve generally confirming to IS:3552-1989, (12) Tester type screw driver (special with neon bulb) generally confirm to IS: 5579- 1985 Grade:II handle yellow/ green colour overall length 130 mm, (13) Insulated Crimping Plier of all Taparia make. | Elecy | Supply | SMR40063 | 4925 | SET | 4925
115 | 1 | Supply of Rechargeable LED torch light. | Elecy | Supply | SMR40064 | 1733 | EA | 1733
116 | 1 | Supply of Hack saw (12 inches) | Elecy | Supply | SMR40065 | 289 | EA | 289
117 | 8 | Supply of LC Boards | Elecy | Supply | SMR40072 | 116 | EA | 928
118 | 2 | Supply of Gum Boots | Elecy | Supply | SMR40073 | 693 | EA | 1386
119 | 1 | Supply of Digital clamp meter. | Elecy | Supply | SMR40076 | 2888 | EA | 2888
120 | 1 | Supply of 5000v megger | Elecy | Supply | SMR40074 | 13860 | EA | 13860
121 | 1 | Supply and fixing of Substation board of size 3'x2.5' indicating the layout of switchyard | Elecy | Labour | SWR20032 | 1654 | EA | 1654
122 | 1 | Supply and fixing of safety instructions/Substation operation instruction board | Elecy | Labour | SWR22090 | 2205 | EA | 2205
123 | 1 | Supply of 10ft Aluminium Ladder | Elecy | Supply | SMR12378 | 1654 | EA | 1654
[7 empty] | sub total | 2108612.9904
Bay extension labour
124 | 3 | Supply of 33KV TC Structure as per DATA-II | Elecy | Supply | SMR40102 | 50703 | EA | 152109
125 | 5 | Supply of 33KV BD Boom as per DATA-IV | Elecy | Supply | SMR40104 | 18244 | EA | 91220
126 | 5 | Erection of 33KV BD Boom as per DATA-IV | Elecy | Labour | SWR10875 | 505 | EA | 2525
127 | 3 | Erection of 33KV TC Structure as per DATA-II | Elecy | Labour | SWR11010 | 17393.04 | EA | 52179.12
128 | 0.78 | Alligning the Main/Aux. structures. Alligning the Main and Auxiliary structures such as RS joist, M.S.Angles, Plates, Channels, Structure to zero level duly leveling in prefabricated MS frames with Hydraulic jacks before galvanising/ fabrication. | Elecy | Labour | SWR10867 | 1470 | TO | 1146.6
129 | 1 | Loading of 33 KV VCBs along with Panel boards | Elecy | Labour | SWR10198 | 1024 | EA | 1024
130 | 1 | Transport of conductor drums, cable drums, fragile material such as kiosks, VCBs, control panels, current transformers, boosters, lightning arrestors, insulators, transformers, meters (which are less in weight and occupy more space) (excluding of loading unloading) Note: 1). It will be treated as full load of 10 MT and paid for 10 MT. 2). For 3 Ton vehicle : 50% of the following rates Transport of Cond Drum,VCBs>10 & <20Km | Elecy | Labour | SWR11861 | 3299.7 | EA | 3299.7
131 | 1 | UNLOADING of 33 KV VCBs&Panel boards | Elecy | Labour | SWR10516 | 1044.48 | EA | 1044.48
132 | 1 | Erection of 33 KV VCB with Control Panel | Elecy | Labour | SWR10460 | 12500 | EA | 12500
133 | 0.78 | LOADING of MS Channel,Angles,Flats&Rods | Elecy | Labour | SWR10206 | 221 | TO | 172.38
134 | 0.78 | UNLOADING of MS Channel,Angles,Flats&Rod | Elecy | Labour | SWR10524 | 185 | TO | 144.3
135 | 0.78 | Transport of iron materials such as R.S. Joists, Rail Poles, fabricated supports, steel, iron, flat, M.S. Channels etc., by lorries. (excluding of loading & unloading ) Above 10 KM and upto 20 KM | Elecy | Labour | SWR10132 | 412.08 | TO | 321.4224
136 | 0.38 | Fabrication of Main and Auxiliary structures with welding usingraw steel such as RS joist, M.S.Angles, Plates, Channels,including the supply and fabrication of 6mm base plate to theRSupply of Joist poles excluding cost of Mild Steel and transportcharges to substation site, including erection. Fabrication of struc.with welding. | Elecy | Labour | SWR10869 | 3426 | TO | 1301.88
137 | 0.38 | Alligning the Main/Aux. structures. Alligning the Main and Auxiliary structures such as RS joist, M.S.Angles, Plates, Channels, Structure to zero level duly leveling in prefabricated MS frames with Hydraulic jacks before galvanising/ fabrication. | Elecy | Labour | SWR10867 | 1470 | TO | 558.6
138 | 0.38 | Painting of sub-station structures with two coats of Aluminium paint using Aluminium paint 1st grade containing 3.6 kg of Aluminium paste for 18 liters of thinner 1st coat is to be applied before erection of sub-station structures and 2nd coat after stringing and half round welding including cost of paint, cost of brushes, labour charges etc., complete. Supply of material cost for First coat of 1st Grade Aluminium Paint, brushes etc. Supply of Material for 1st coat Al. Painting. | Elecy | Supply | SMR40009 | 2181 | TO | 828.78
139 | 0.38 | Painting of sub-station structures with two coats of Aluminium paint using Aluminium paint 1st grade containing 3.6 kg of Aluminium paste for 18 liters of thinner 1st coat is to be applied before erection of sub-station structures and 2nd coat after stringing and half round welding including cost of paint, cost of brushes, labour charges etc., complete Labour charges for painting including scratching and cleaning of Sub-station structures of 1st coat of Aluminium. Labour for 1st coat Al. Painting. | Elecy | Labour | SWR10877 | 851 | TO | 323.38
140 | 0.38 | Painting of sub-station structures with two coats of Aluminium paint usingAluminium paint 1st grade containing 3.6 kg of Aluminium paste for 18 liters of thinner 1st coat is to be applied before erection of sub-station structures and 2ndcoat after stringing and half round welding including cost of paint, cost of brushes, labour charges etc., complete. Supply of material cost for Second coat of 1st Grade Aluminium Paint, brushes, etc. Supply of Material for 2nd coat Al. Painting. | Elecy | Supply | SMR40010 | 1293 | TO | 491.34
141 | 0.38 | Painting of sub-station structures with two coats of Aluminium paint using Aluminium paint 1st grade containing 3.6 kg of Aluminium paste for 18 liters of thinner 1st coat is to be applied before erection of sub-station structures and 2nd coat after stringing and half round welding including cost of paint, cost of brushes, labour charges etc., complete. Labour charges for painting including scratching and cleaning of Sub-station structures of 2nd coat of Aluminium . Labour for 2nd coat Al. Painting. | Elecy | Labour | SWR10879 | 482 | TO | 183.16
142 | 1 | Erection of 33kv CT s | Elecy | Labour | SWR10399 | 1079 | SET | 1079
143 | 1 | Supply & Erection of 33KV 1200A Isolator incl. Solid Core | Elecy | Labour | SWR12375 | 65800 | EA | 65800
144 | 2 | LOADING of 33 KV AB SWCH Con 400/800 A | Elecy | Labour | SWR10239 | 126 | EA | 252
145 | 1 | Transport of conductor drums, cable drums, fragile material such as kiosks, VCBs, control panels, current transformers, boosters, lightning arrestors, insulators, transformers, meters (which are less in weight and occupy more space) (excluding of loading unloading) Note: 1). It will be treated as full load of 10 MT and paid for 10 MT. 2). For 3 Ton vehicle : 50% of the following rates Transport of Cond Drum,VCBs>10 & <20Km | Elecy | Labour | SWR11861 | 3299.7 | EA | 3299.7
146 | 2 | UNLOADING of 33 KV AB SWCH Con 400/800 A | Elecy | Labour | SWR10557 | 79 | EA | 158
147 | 2 | Erection of 33 KV AB Switch including alignment and earthing | Elecy | Labour | SWR10392 | 4500 | EA | 9000
148 | 2 | Painting AB switch OP rods with PO red Painting of sub-station structures with two coats of Aluminium paint using Aluminium paint 1st grade containing 3.6 kg of Aluminium paste for 18 liters of thinner 1st coat is to be applied before erection of sub-station structures and 2nd coat after stringing and half round welding including cost of paint, cost of brushes, labour charges etc., complete. Painting of operating rods of 33kV, 11kV AB switches with post office red colour (including cost of paint) | Elecy | Labour | SWR10881 | 142 | EA | 284
149 | 2 | AB Switch Coil Earthing GI No. 8 Wire Making of coil earthing pole with 8mm GI wireNut&Bolts for AB Switch | Elecy | Labour | SWR12331 | 146.63 | EA | 293.26
150 | 3 | LOADING of 33 KV10 KA Las Station type | Elecy | Labour | SWR10266 | 41 | EA | 123
151 | 3 | UNLOADING of 33 KV10 KA LAs Station type | Elecy | Labour | SWR10584 | 35 | EA | 105
152 | 1 | Erection of 33 KV LAS station/Line type including earthing | Elecy | Labour | SWR10396 | 880 | SET | 880
153 | 2.52 | 33KV Bay Extn: Supply of GI Flat 100x16mm Extention of 33KV Bay at 132/33KV Sub-station GI Flat 100X16 | Elecy | Supply | SMR24915 | 63235 | TO | 159352.2
154 | 200 | Laying of MS/GI 100x16mm earth flat Laying of earth mat including excavation of trenches of depth 600mm, welding, connecting to equipment and connecting lightning shield to earth mat and earthing of fence posts, drilling and connecting earth rods including connecting cast iron pipes with the following sizes of MS Flats /GI Flats. including fabrication. 100x16mm M.S./G.I earth flat | Elecy | Labour | SWR22054 | 65 | RMT | 13000
155 | 85.1 | Earthing for raisers of SS Flat 75x8 mm. Fabrication and connecting to risers from earth mat to structures, equipment, marshalling boxes, electrical panels, PLCC panels, fencing posts etc. M.S./ G.I. Flat 75x8mm / 75 x 12 mm | Elecy | Labour | SWR10918 | 50 | RMT | 4255
156 | 6 | Supply&Erec of CI earth Pipe as APTRANCO Excavation of earth pit, supply of cast iron pipe with flange on one end (as per ISS7181/86) of nominal dia 125mm and 2.75 meters long in side the pit including supply and fixing RCC collars 0.75 meter dia (OD), 50mm thick and 0.60meters long complete as per APTRANSCO standards | Elecy | Labour | SWR10924 | 9804 | EA | 58824
157 | 1 | LOADING of 11KV 3 Way RMU | Elecy | Labour | SWR10615 | 907.8 | EA | 907.8
158 | 1 | Transport of conductor drums, cable drums, fragile material such as kiosks, VCBs, control panels, current transformers, boosters, lightning arrestors, insulators, transformers, meters (which are less in weight and occupy more space) (excluding of loading unloading) Note: 1). It will be treated as full load of 10 MT and paid for 10 MT. 2). For 3 Ton vehicle : 50% of the following rates Transport of Cond Drum,VCBs>10 & <20Km | Elecy | Labour | SWR11861 | 3299.7 | EA | 3299.7
159 | 1 | UNLOADING of 11KV 3 Way RMU | Elecy | Labour | SWR10629 | 907.8 | EA | 907.8
160 | 1 | Erection of 33kV Twin feeder C&R panel. Erection of 33kV Twin feeder control & Relay panel in the control room duly mounting them on channels and grouting them with foundation bolts excluding cost of channels & foundation bolts | Elecy | Labour | SWR10934 | 1729 | EA | 1729
161 | 0.24 | Supply of Moose Conductor | Elecy | Supply | SMR23225 | 375155 | KM | 90037.2
162 | 1 | Hoisting of Insl. 2 Zebra/Phanther 33kV Hoisting of Insulators and hardware, stretching the conductor and stringing of 33 kV bus comprising of three phases with Twin Zebra/Panther conductor to a tension of 900kgs including fixing of spacer clamps.(Bus section of 4.5mt) | Elecy | Labour | SWR10882 | 1302 | EA | 1302
163 | 12 | Supply of Spacer Clamp 150mm Spacing Twin Moose | Elecy | Supply | SMR25240 | 294 | EA | 3528
164 | 18 | Supply of T-Clamp Twin to Sngle Moose 150mmSpace | Elecy | Supply | SMR25242 | 694 | EA | 12492
165 | 3 | Supply of LA clamps for single zebra / Panther Supply of Alluminum LA clamps conforming to A6 of IS 617, with hot dip galvanised bolts and nuts suitable for single zebra / Panther | Elecy | Supply | SMR40027 | 357 | EA | 1071
166 | 100 | Cable terminations to the switch gear marshalling boxes/panel terminal blocks/control and relay panels LT AC panel including providing suitable ferrules and lugs as per specification (including cost of ferrules, lugs and glands) | Elecy | Labour | SWR12510 | 27 | EA | 2700
167 | 40 | Providing of cable trench as per DATA-IX | Elecy | Labour | SWR22093 | 3148 | RMT | 125920
168 | 1800 | Laying of 4 core/10 core 2.5 sq. mm.Copper control cable in aready excavation trench including cost of providing single compress glands at both ends . | Elecy | Labour | SWR11879 | 27 | M | 48600
169 | 1 | Supply of MS Powder coated CT Marshalling Box | Elecy | Supply | SMR40047 | 3675 | EA | 3675
170 | 1 | Erection of Marshalling boxes | Elecy | Labour | SWR10940 | 374.85 | EA | 374.85
171 | 2 | Supply 9mtrs tubular poles single way | Elecy | Supply | SMR40051 | 13913 | EA | 27826
172 | 2 | Excavation of pits in hard rock not requiring blasting. (In hard murram / rockboulders) 9.1 Mtrs PSCC Poles 0.76 M x 0.76M x 1.83M (2.6" x 2.6" x 6.0") | Elecy | Labour | SWR11039 | 928 | EA | 1856
173 | 2 | Errection of tubular poles | Elecy | Labour | SWR10955 | 1379 | EA | 2758
174 | 2.1 | Mass concreting of supports erected with CC (1:4:8) using 40 mm, HB G metal including the cost of metal, sand, Cement and curing etc. | Elecy | Labour | SWR10356 | 6579 | M3 | 13815.9
175 | 2 | Supply of LED fixture set of (LUMINAIRE MAKE: PHILIPS /OSRAM/GE/VENTURE /CROMPTON/BAJAJ/VIN/WIPRO /JAGUAR/KESELEC/HAVELLS/HPL/SURYA/SYSKA. LED MAKE: PHILIPS LUMILEDS/CREE/NICHIA/OSRAM /SUMSANG/LG LEDs) make with minimum 120 Lm/W Lumens Output, 105 V to 295 V Voltage range, more than 0.94 Power factor, Pressure Die cast Alluminium housing, Powder coated/ anodized finishing, toughed glass lamp cover, IP65 ingress protection, less than 25% THD, minimum 70%electronic efficiency, minimum 140 degrees along the road & 80 degrees across the road beam angle, 4500 to 6500K Color temperature, very low mercury 6.4mg max, Life more than 50,000 burning hours, maximum 20% depreciation during life, Fully cut off control of distribution, Electronic Ballast driver type, minimum 10KV Surge withstand capacity, Polycarbonate reflector/ Poly Carbonate Lens secondary optics, suitable for fixing to existing poles in the Substations, with five years warranty Supply-90W LED fixture set | Elecy | Supply | SMR11594 | 8200 | EA | 16400
176 | 2 | Fixing of Metal halide lamps with fixtures Make:Philips,Crompton,Bajaj junction box with MCB with 1.5 GI pipe complete. | Elecy | Labour | SWR10956 | 1268 | EA | 2536
177 | 24 | Labour for Fixing of all types of clamps | Elecy | Labour | SWR10917 | 65 | EA | 1560
178 | 60 | Supply & Spreading of 20mm machine crushed HBG including cost convayance of material and labour etc complete for finished iten as specified by engineer incharge | Elecy | Labour | SWR10860 | 2113 | M3 | 126780
179 | 2 | Sup Room fire extinguisher (2 ltrs capacity) for control room | Elecy | Supply | SMR40089 | 4620 | EA | 9240
180 | 12 | Filling with stone dust in basement with 150mm thick layers incldg cost & conveyance all materials watering,consolidation etc complete for finished item of work. | Elecy | Labour | SWR33054 | 1062 | M3 | 12744
181 | 10.8 | Earth Work Mass Excavation to a depth as directed, in soils such as Mixture of Gravel and Soft Disintegrated Rock like Shales, Ordinary Gravel, Stoney Earth and Earth Mixed with Fair Sized Boulders and in all conditions such as dry, wet, slurry etc.and in dense or hard soils, disposal and depositing of excavated soil with intial lead of 10 mt and intial lift of 2m or as directed, including cost and conveyance of all materials, ramping and lifting of materials, and labour charges, hire charges of machinery, tools & plants, bailing of water ( either sub soil water, stoMts water, rain water, surface water or of any kind) if any at any stage of work until all works below ground level is finished to the satisfaction ,and from work such as shoring, timbering, strutting with required supports etc. for the work and removal of form work after completion of work etc all complete as directed by the engineer-incharge. | Elecy | Labour | SWR33015 | 486 | M3 | 5248.8
182 | 2.7 | PCC with 40mm Metal (1:4:8) | Elecy | Labour | SWR33028 | 4706 | M3 | 12706.2
183 | 16.2 | CRS Masonary CM(1:6) 2nd Sort | Elecy | Labour | SWR33041 | 4925 | M3 | 79785
184 | 63 | Plastering of 20mm thick to all uneven faces of walls of superstructure in two coats with base coat in CM 1:5 of 16mm thick and top coat in CM 1:3 4mm thick with dubara sponge finish including cost and conveyance of all materials, water, all labour charges, curing for specified number of days, cutting grooves, all leads, lifts and scaffolding charges,all incidental charges etc. complete for finished item of work and as directed by the Engineer - in - charge. Ground Floor | Elecy | Labour | SWR33163 | 520 | M2 | 32760
185 | 6 | S&F of 15 mm brass body CP finish bib tap of not less than 300 grams weight with quarter turn spindle with either internal or external threaded connection conforming to IS 8931 including all operational, incidental and labour charges etc. complete for the finished item of work | Elecy | Labour | SWR34330 | 684 | EA | 4104
186 | 40 | Supply and Fixing of Ashirvad/ Ajay/ Astral Flowguard or equivalent CPVC Pipes and Fittings to meet the requirement of ASTM-D 2846 and are produced in CTS (Copper Tube Sizes 1/2" ton 2" Ashirvad Flowgurard SDR 11 and SDR 13.5 pipes are made from idential CPVC compounds having the same physical Properties for Hot and Cold Water (IS 15778:2007) 22.20mm OD Pipe - SDR 11 including all operational, incidental and labour charges etc. complete for the finished item of work | Elecy | Labour | SWR34362 | 313 | M | 12520
187 | 12 | Paint-Feeder Name on Support incl. Paint | Elecy | Labour | SWR12101 | 53 | EA | 636
188 | 100 | S-GI Bolts & Nuts,Washers etc., | Elecy | Supply | SMR11488 | 117.5 | KG | 11750
189 | 4.9 | Earth Work Mass Excavation to a depth as directed, in soils such as Mixture of Gravel and Soft Disintegrated Rock like Shales, Ordinary Gravel, Stoney Earth and Earth Mixed with Fair Sized Boulders and in all conditions such as dry, wet, slurry etc.and in dense or hard soils, disposal and depositing of excavated soil with intial lead of 10 mt and intial lift of 2m or as directed, including cost and conveyance of all materials, ramping and lifting of materials, and labour charges, hire charges of machinery, tools & plants, bailing of water ( either sub soil water, stoMts water, rain water, surface water or of any kind) if any at any stage of work until all works below ground level is finished to the satisfaction ,and from work such as shoring, timbering, strutting with required supports etc. for the work and removal of form work after completion of work etc all complete as directed by the engineer-incharge. | Elecy | Labour | SWR33015 | 486 | M3 | 2381.4
190 | 0.31 | Laying Plain C.C (1:4:8) using 40 mm HBG metal including cost & conveyance of all materials labour charges,curing,all leads lifts etc., complete for finished item of work. | Elecy | Labour | SWR33028 | 4706 | M3 | 1458.86
191 | 0.56 | RCC M - 20 Nominal mix (Cement:fine aggregate: coarse aggregate) corresponding to Table 9 of IS 456 using 20mm size graded machine crushed hard granite metal (coarse aggregae) from approved quarry including cost and conveyance of all materials like cement, fine agregate (sand) coarse aggregate, water etc., to site and including all operational, incidental and labour charges such as machine mixing, laying concrete, curing etc., complete but excluding cost of steel and its fabrication charges for finished item of work - Footing | Elecy | Labour | SWR33098 | 9445 | M3 | 5289.2
192 | 2.03 | RCC M - 20 Nominal mix (Cement:fine aggregate: coarse aggregate) corresponding to Table 9 of IS 456 using 20mm size graded machine crushed hard granite metal (coarse aggregae) from approved quarry including cost and conveyance of all materials like cement, fine agregate (sand) coarse aggregate, water etc., to site and including all operational, incidental and labour charges such as machine mixing, laying concrete, curing etc., complete but excluding cost of steel and its fabrication charges for finished item of work - Column Ground floor | Elecy | Labour | SWR33100 | 12828 | M3 | 26040.84
193 | 0.1 | Providing High Yield Strength Deformed (HYSD)/ Thermo Mechanically Treated (TMT) / Mild steel (MS) steel bars (Fe 415/ Fe 500 grade as per IS 1786-1979) of different diameters for RCC works , including labour charges for straightening, cutting, bending to required sizes and shapes, placing in position with cover blocks of approved materials and size and tying and lap-splicing with binding wire of 18 SWG, forming grills for reinforcement work as per approved designs and drawings, including cost and conveyance of steel bars, including all wastages such as overlaps, couplings, chairs, spacer bars including cost and conveyance of binding wire, cover blocks and all incidental, operational, labour charges such as cutting, bending, placing in position, tying excluding taxes on all materials etc., complete for finished item of work in all floors.( APSS No.126) | Elecy | Labour | SWR33144 | 84560 | TON | 8456
194 | 0.5 | S&F of Structural steel of Angles,Channels,Beams etc including fabrication & erection, all incidental, operational, labour charges such as cutting, bending, placing in position, excluding taxes complete for finished item of work. | Elecy | Labour | SWR33145 | 119 | KG | 59.5
195 | 1.31 | Seigniorage Charges - Sand | Elecy | Labour | SWR34470 | 40 | M3 | 52.4
196 | 2.67 | Seigniorage Charges - Metal | Elecy | Labour | SWR34471 | 97.5 | M3 | 260.325
[7 empty] | sub total | 1353647.0774
33kV Line Labour
197 | 0.99 | survey line&cabl inc peg mark&tree clear | Elecy | Labour | SWR22092 | 765 | KM | 757.35
198 | 10 | Load-11/33KV XLPE UG Cable for all sizes | Elecy | Labour | SWR11230 | 1024 | DR | 10240
199 | 5 | Transport of conductor drums, cable drums, fragile material such as kiosks, VCBs, control panels, current transformers, boosters, lightning arrestors, insulators, transformers, meters (which are less in weight and occupy more space) (excluding of loading unloading) Note: 1). It will be treated as full load of 10 MT and paid for 10 MT. 2). For 3 Ton vehicle : 50% of the following rates Transport-33KV 3x400sqmm Cb Drum to 50km | Elecy | Labour | SWR25024 | 21423 | EA | 107115
200 | 10 | Unload-11/33KV XLPE UG Cable all sizes | Elecy | Labour | SWR11231 | 1024 | DR | 10240
201 | 400 | Hard Rock Cutting Laying of 33KV XLPE UG cable Double Run of Size in Hard Rock(1.2*0.5x1=0.6cum) Laying of 33kV UG 2Run in Hard rock. | Elecy | Labour | SWR11002 | 1430 | RMT | 572000
202 | 400 | Laying of XLPE UG cable Double Run including excavation of trench of size 600mm wide and 850mm for LT, 1050mm for 11 KV and 1200mm for 33 KV from road level and cable separation with machine cut bricks horizontally for every 3 meters , providing of DWC/GI pipes wherever required depth is not acquired as per the instructions of Engineer in Charge, the prorata basis rates to be adopted for 2 feet, 3feet depths and filling with sand 250mm above the cable and 50mm below the cable, laying of cable, placing 40mm shabad protective slabs, back filling the trench with earth, levelling and removing the debris from the site inluding the cost of lead and lift etc.. (Second cable laying cost not Included) depth of the trench LT-0.85 mts, Along the CC / BT multi layer road requiring compressor 33 KV 3x400 Sqmm Cable Lay-DR 33KV 3x400sqmm UG Cb CC/BT Compsr | Elecy | Labour | SWR11980 | 1388.84 | M | 555536
203 | 120 | Laying of LT UG Cable Laying of XLPE UG cable Six Run including excavation of trench of size 1050mm wide to 1200mm wide as per the site conditions and 850mm for LT, 1050mm for 11 KV and 1200mm for 33 KV from road level and cable separation with machine cut bricks horizontally for every 3 meters , providing of DWC/GI pipes wherever required depth is not acquired as per the instructions of Engineer in Charge, the prorata basis rates to be adopted for 2 feet, 3feet depths and filling with sand 250mm above the cable and 50mm below the cable, laying of cable, placing 40mm shabad protective slabs, back filling the trench with earth, levelling and removing the debris from the site inluding the cost of lead and lift etc.. (Second,third or more cable laying cost not Included) depth of the trench LT-0.85 mts, 11 KV-1.05Mtrs & 33 KV - 1.20 mtrs. Along the CC / BT multi layer road requiring compressor 33 KV 3x400 Sqmm Cable Lay-6R 33KV 3x400sqmm UG Cb CC/BT Compsr | Elecy | Labour | SWR12069 | 2314.13 | M | 277695.6
204 | 70 | Laying of XLPE UG cable Double Run including excavation of trench of size 600mm wide and 850mm for LT, 1050mm for 11 KV and 1200mm for 33 KV from road level and cable separation with machine cut bricks horizontally for every 3 meters , providing of DWC/GI pipes wherever required depth is not acquired as per the instructions of Engineer in Charge, the prorata basis rates to be adopted for 2 feet, 3feet depths and filling with sand 250mm above the cable and 50mm below the cable, laying of cable, placing 40mm shabad protective slabs, back filling the trench with earth, levelling and removing the debris from the site inluding the cost of lead and lift etc.. (Second cable laying cost not Included) depth of the trench LT-0.85 mts, In Hard Gravel Soil / BC soil / Red earth / stone and earth mixed with fair boulders /Normal soil/CC 33 KV 3x400 Sqmm Cable Lay-DR 33KV 3x400sqmm UG Cb HG/BC/CC/BT | Elecy | Labour | SWR11972 | 749 | M | 52430
205 | 1070 | Lay-2nd Cable in Excavated Trench | Elecy | Labour | SWR10988 | 204.1 | M | 218387
206 | 140 | Raising of double run cable on already erected support with wooden / MS clamps and connecting it to over head line with cable jumpers including cost of required wooden cleats, lugs and bolts and nuts through GI pipe (excluding the cost of GI pipe) 33 KV 3x400 Sqmm Cable | Elecy | Labour | SWR12004 | 323.85 | M | 45339
207 | 10 | S&E-Smart RFID marker | Elecy | Labour | SWR25089 | 2745 | EA | 27450
208 | 20 | UG Cables Joints 33 KV 3x400 Sqmm Cable Straight through joint 33kv 3x400 xlpe | Elecy | Labour | SWR10382 | 5700.78 | EA | 114015.6
209 | 24 | Making of Outdoor/Indoor End Making 33 KV 3x400 Sqmm Cable Out Door/Indoor end termination | Elecy | Labour | SWR10387 | 2764.76 | EA | 66354.24
210 | 6 | Load-11/33KV XLPE UG Cable for all sizes | Elecy | Labour | SWR11230 | 1024 | DR | 6144
211 | 3 | Transport of conductor drums, cable drums, fragile material such as kiosks, VCBs, control panels, current transformers, boosters, lightning arrestors, insulators, transformers, meters (which are less in weight and occupy more space) (excluding of loading unloading) Note: 1). It will be treated as full load of 10 MT and paid for 10 MT. 2). For 3 Ton vehicle : 50% of the following rates Transport-33KV 3x400sqmm Cb Drum to 50km | Elecy | Labour | SWR25024 | 21423 | EA | 64269
212 | 6 | Unload-11/33KV XLPE UG Cable all sizes | Elecy | Labour | SWR11231 | 1024 | DR | 6144
213 | 500 | Laying of 4No's single core 630 sqmm UG cable (Single Circuit with one spare cable) including excavation of trench of size 0.7 Mtrs width and 1.2 Mtrs depth from road level, providing of DWC/GI pipes whereever required depth is not acquired as per the instructions of Engineer in Charge and filling with sand 250mm above the cable and 50mm below the cable, laying of cable, placing 40mm shabad protective slabs, back filling the trench with earth, levelling and and removing the debris from the site inluding the cost of lead and lift etc. Along the CC / BT multi layer road requiring compressor Lay-4 SC 33KV 630sqmm UG Cb CT/BT Compsr | Elecy | Labour | SWR12111 | 2912.1 | M | 1456050
214 | 100 | Laying of 4No's single core 630 sqmm UG cable (Single Circuit with one spare cable) including excavation of trench of size 0.7 Mtrs width and 1.2 Mtrs depth from road level, providing of DWC/GI pipes whereever required depth is not acquired as per the instructions of Engineer in Charge and filling with sand 250mm above the cable and 50mm below the cable, laying of cable, placing 40mm shabad protective slabs, back filling the trench with earth, levelling and and removing the debris from the site inluding the cost of lead and lift etc. Across the CC/ BT road crossing multi layer road requiring compressor wih hume pipe (cxcluding the cost of Hume Pipe) Lay-4 SC 33KV 630sqmm UG Cb CC/BT RdCrsg | Elecy | Labour | SWR12112 | 3024.3 | M | 302430
215 | 120 | Raising of Single Run 33KV 1x630sqmm UG Cable on Support Raise-SR 33KV 1x630sqmm UG Cb on Support | Elecy | Labour | SWR12448 | 133 | M | 15960
216 | 10 | Supply 33KV 1x630sqmm Ray Fit Joint | Elecy | Supply | SMR12379 | 26500 | EA | 265000
217 | 10 | Supply-33KV 1x630Sqmm OD Unit EndTermtn | Elecy | Supply | SMR12474 | 4200 | EA | 42000
218 | 10 | Install-33KV 1x630Sqmm OD Unit EndTermtn | Elecy | Labour | SWR12474 | 4000 | EA | 40000
219 | 174 | Cost of Pipes and slabs Supply of 6" B class GI pipe S-6" B Class GI pipe 5mm thck 20Kg/M | Elecy | Supply | SMR40081 | 1044 | M | 181656
220 | 150 | Supply of 250 mm Hume pipe of class NP3 with compresive strength of 35N/mm2 for 28 days curing,barewall thickness of 30mm,1.25kG linear/meter and withstanding capability of 22.50KN/linear meter as per IS 458-1993. Supply of 250 mm Hume pipe of class NP3 | Elecy | Supply | SMR40077 | 363 | M | 54450
221 | 100 | Consultation charges for providing traffic diversions and meeting other exegencies for execution of work during late night hours and wee hours. Consult charg for providng traffic diver | Elecy | Labour | SWR21903 | 30 | M | 3000
222 | 20 | S&E-Smart RFID marker | Elecy | Labour | SWR25089 | 2745 | EA | 54900
223 | 3 | LOADING of 33 KV AB SWCH Con 400/800 A | Elecy | Labour | SWR10239 | 126 | EA | 378
224 | 3 | UNLOADING of 33 KV AB SWCH Con 400/800 A | Elecy | Labour | SWR10557 | 79 | EA | 237
225 | 3 | Erection of 33 KV AB Switch including alignment and earthing | Elecy | Labour | SWR10392 | 4500 | EA | 13500
226 | 3 | Making of coil earthing pole with 8mm GI wireNut&Bolts for AB Switch AB Switch Coil Earthing GI No. 8 Wire | Elecy | Labour | SWR12331 | 146.63 | EA | 439.89
227 | 3 | Painting of sub-station structures with two coats of Aluminium paint usingAluminium paint 1st grade containing 3.6 kg of Aluminium paste for 18 liters of thinner 1st coat is to be applied before erection of sub-station structures and 2ndcoat after stringing and half round welding including cost of paint, cost of brushes, labour charges etc., complete. Painting of operating rods of 33kV, 11kV AB switches withpost office red colour (including cost of paint) | Elecy | Labour | SWR10881 | 142 | EA | 426
228 | 9 | LOADING of 33 KV10 KA LAs Station type | Elecy | Labour | SWR10266 | 41 | EA | 369
229 | 9 | UNLOADING of 33 KV10 KA LAs Station type | Elecy | Labour | SWR10584 | 35 | EA | 315
230 | 3 | Erection of 33 KV LAS station/Line type including earthing Erect of 33kv LA stn type incl earthing | Elecy | Labour | SWR10396 | 880 | SET | 2640
231 | 2 | LOADING of Conductor drums | Elecy | Labour | SWR10191 | 202 | EA | 404
232 | 1 | Transport of conductor drums, cable drums, fragile material such as kiosks, VCBs, control panels, current transformers, boosters, lightning arrestors, insulators, transformers, meters (which are less in weight and occupy more space) (excluding of loading unloading) Note: 1). It will be treated as full load of 10 MT and paid for 10 MT. 2). For 3 Ton vehicle : 50% of the following rates Transport of Cond Drum,VCBs>10 & <20Km | Elecy | Labour | SWR11861 | 3299.7 | EA | 3299.7
233 | 2 | UNLOADING of Conductor drums | Elecy | Labour | SWR10509 | 100 | EA | 200
234 | 2.75 | Paving out and stringing of conductor by providing temporary stays, tensioning, sagging correctly, fixing strain points, transferring to pin points binding, keeping stifner, rectification of poles, guys and jumpering etc., including transport of material from road side to location. Stringing 100sqmm 33/11kv Line 3 Cond SC | Elecy | Labour | SWR10366 | 13856.7 | KM | 38105.925
235 | 10 | Formation of Cut points Formation of Cut point for 33 KV Single Circuit line excluding pole erection and stays Horizontal Cut point for 33 KV line | Elecy | Labour | SWR10981 | 1791.12 | EA | 17911.2
236 | 14 | Loading of R.S. Joists 175 x 85 mm | Elecy | Labour | SWR10204 | 76 | EA | 1064
237 | 14 | Un loading of R.S. Joists 175 x 85 mm | Elecy | Labour | SWR10522 | 50 | EA | 700
238 | 7 | Excavation of pits in hard rock not requiring blasting. (In hard murram / rock boulders) 11 Mtrs PSCC Poles/ Box poles 0.75 M x 0.9 M x 1.95 M | Elecy | Labour | SWR11040 | 990.68 | EA | 6934.76
239 | 7 | Fabrication of 175x85/150x75mm RS joist pieces upto 12.5 meters length by welding joint together by means of 50x6mm flat and MS channel on either side including the cost of consumable. | Elecy | Labour | SWR10642 | 512.55 | EA | 3587.85
240 | 2 | Assembly and erection of Structure as per specification which includes fixing of top channels and cross bracings, transport of all materials from road side to the location, earthing, back filling with earth ramming etc excluding pit excavation and concreting. 33 KV DP Structure with 175x85/150x75mm RS joist | Elecy | Labour | SWR11276 | 5670 | SET | 11340
241 | 3 | Erection of 9/10/11Meter Box pole | Elecy | Labour | SWR11266 | 2643.83 | EA | 7931.49
242 | 9.17 | Mass concreting of supports erected with CC (1:4:8) using 40 mm, HB G metal including the cost of metal, sand, Cement and curing etc. | Elecy | Labour | SWR10356 | 6579 | M3 | 60329.43
243 | 2.888 | Plastering 2 coats, 20/16 mm (1:6)/(1:4) | Elecy | Labour | SWR10862 | 373 | M2 | 1077.224
244 | 7 | Paint of coping with 2 coats of white cement incl cost of paints etc. Ptg of coping with 2cts white cmnt inclu | Elecy | Labour | SWR11089 | 48 | EA | 336
245 | 2 | Loading of M.S.Channels, Angles, Flats & Rods etc., | Elecy | Labour | SWR10206 | 221 | TON | 442
246 | 2 | Un loading of M.S.Channels, Angles, Flats & Rods etc., | Elecy | Labour | SWR10524 | 185 | Ton | 370
247 | 5.5 | Transport of iron materials such as R.S. Joists, Rail Poles, fabricated supports, steel, iron, flat, M.S. Channels etc., by lorries. (excluding of loading & unloading ) Above 10 KM and upto 20 KM | Elecy | Labour | SWR10132 | 412.08 | TON | 2266.44
248 | 1.5 | Fabrication of Main and Auxiliary structures with welding usingraw steel such as RS joist, M.S.Angles, Plates, Channels,including the supply and fabrication of 6mm base plate to theRS-Joist poles excluding cost of Mild Steel and transportcharges to substation site, including erection. Fabrication of struc.with welding. | Elecy | Labour | SWR10869 | 3426 | TO | 5139
249 | 5 | Painting of sub-station structures with two coats of Aluminium paint using Aluminium paint 1st grade containing 3.6 kg of Aluminium paste for 18 liters ofthinner 1st coat is to be applied before erection of sub-station structures and 2nd coat after stringing and half round welding including cost of paint, cost of brushes,labour charges etc., complete. Supply of material cost for First coat of 1st Grade Aluminium Paint, brushes etc. Sup Material for 1st coat Al. Painting. | Elecy | Supply | SMR40009 | 2181 | TO | 10905
250 | 5 | Painting of sub-station structures with two coats of Aluminium paint usingAluminium paint 1st grade containing 3.6 kg of Aluminium paste for 18 liters ofthinner 1st coat is to be applied before erection of sub-station structures and 2ndcoat after stringing and half round welding including cost of paint, cost of brushes,labour charges etc., complete. Supply of material cost for Second coat of 1st Grade Aluminium Paint, brushes, etc. Sup Material for 2nd coat Al. Painting. | Elecy | Supply | SMR40010 | 1293 | TO | 6465
251 | 5 | Painting of sub-station structures with two coats of Aluminium paint using Aluminium paint 1st grade containing 3.6 kg of Aluminium paste for 18 liters of thinner 1st coat is to be applied before erection of sub-station structures and 2nd coat after stringing and half round welding including cost of paint, cost of brushes, labour charges etc., complete Labour charges for painting including scratching and cleaning of Sub-station structures of 1st coat of Aluminium. Labour for 1st coat Al. Painting. | Elecy | Labour | SWR10877 | 851 | TO | 4255
252 | 5 | Painting of sub-station structures with two coats of Aluminium paint using Aluminium paint 1st grade containing 3.6 kg of Aluminium paste for 18 liters of thinner 1st coat is to be applied before erection of sub-station structures and 2nd coat after stringing and half round welding including cost of paint, cost of brushes, labour charges etc., complete. Labour charges for painting including scratching and cleaning of Sub-station structures of 2nd coat of Aluminium . Labour for 2nd coat Al. Painting. | Elecy | Labour | SWR10879 | 482 | TO | 2410
253 | 108 | Supply of earthing pipe with materials S-Earthing GI flat 25x3 mm incl material | Elecy | Supply | SMR11485 | 105 | KG | 11340
254 | 180 | Running of GI eartn flat of size 25X3mm from all metallic parts of channels, AB Switch, HG fuse set, DTr neutral and LT Distribution box and inter connection of earth pits etc complete Run-GI Earth Flat 25x3mm from metallic p | Elecy | Labour | SWR12125 | 14.03 | M | 2525.4
255 | 208.33 | Fabrication and connecting to risers from earth mat to structures, equipment, marshalling boxes, electrical panels, PLCC panels, fencing posts etc. M.S./ G.I. Flat 50x6mm / 50 x 8 mm ( Above ground) | Elecy | Labour | SWR10919 | 41 | RMT | 8541.53
256 | 2 | Providing of earthing with various types of earth electrodes. Excavation of earth pit, supply of cast iron pipe with flange on one end (as per ISS7181/86) of nominal dia 125mm and 2.75 meters long in side the pit including supply and fixing RCCcollars 0.75 meter dia (OD), 50mm thick and 0.60meters long complete as per APTRANSCO standards | Elecy | Labour | SWR10924 | 9804 | EA | 19608
257 | 6 | Supply of earthing pipe with materials Supply of CI eath pipe with 80mm dia,2.0 M Length | Elecy | Supply | SMR11483 | 2789 | EA | 16734
258 | 9 | Supply of GI eath pipe with 40 mm dia,3mm thcikness with 2.0M Length | Elecy | Supply | SMR11480 | 698 | EA | 6282
259 | 15 | Providing of earthing with excavation of earth pit (0.6 x0.6x2.4 Mts.) duly filling with bentonite, earth , running of earth wire etc., complete, including cost of bentonite and excluding cost of RCC collar of size 0.75M dia x 0.5 M height | Elecy | Labour | SWR10357 | 1234.2 | EA | 18513
260 | 15 | Providing of RCC Collar guarding to the existing earth pits with damaged masonry including dismantling and removing of existing masonry and fixing the RCC collar of 0.60 M dia X0.50 M height ERECT. OF LINES-Providing of RCC collar | Elecy | Labour | SWR10359 | 386 | EA | 5790
261 | 12 | Painting of feeder name on support including cost of paint Paint-Feeder Name on Support incl. Paint | Elecy | Labour | SWR12101 | 53 | EA | 636
262 | 1 | CAD Drawing per pole upto 10KM | Elecy | Labour | SWR12104 | 6000 | LS | 6000
263 | 30 | S-GI Bolts & Nuts,Washers etc., | Elecy | Supply | SMR11488 | 117.5 | KG | 3525
264 | 50 | S-M+3 Tower GALV | Elecy | Supply | SMR11683 | 140674.3 | EA | 7033715
265 | 100 | S-Mat. for Extn of M+3 Tower by 3M GALV | Elecy | Supply | SMR11684 | 28520.64 | EA | 2852064
266 | 50 | Erect- M+3 Tower GALV | Elecy | Labour | SWR11850 | 64576 | EA | 3228800
267 | 100 | Erect-Extn of 3M for M+3 Tower GALV | Elecy | Labour | SWR11851 | 5168.95 | EA | 516895
268 | 237.6 | Earth work excavation of pits in hard murram/rock boulders Excavate-Earth in Hard Murram | Elecy | Labour | SWR20959 | 1530 | M3 | 363528
269 | 150 | S&E-C Clamp for 33KV Jumper on Tower | Elecy | Labour | SWR12440 | 51 | EA | 7650
[7 empty] | sub total | 18855488.629
11kV Line Labour | [8 empty] | 2667500.63
270 | 0.3 | survey line&cabl inc peg mark&tree clear | Elecy | Labour | SWR22092 | 765 | KM | 229.5
271 | 6 | Load-11/33KV XLPE UG Cable for all sizes | Elecy | Labour | SWR11230 | 1024 | DR | 6144
272 | 3 | Transport of conductor drums, cable drums, fragile material such as kiosks, VCBs, control panels, current transformers, boosters, lightning arrestors, insulators, transformers, meters (which are less in weight and occupy more space) (excluding of loading unloading) Note: 1). It will be treated as full load of 10 MT and paid for 10 MT. 2). For 3 Ton vehicle : 50% of the following rates Transport of Cond Drum,VCBs>10 & <20Km | Elecy | Labour | SWR11861 | 3299.7 | EA | 9899.1
273 | 6 | Unload-11/33KV XLPE UG Cable all sizes | Elecy | Labour | SWR11231 | 1024 | DR | 6144
274 | 300 | Laying of XLPE UG cable Six Run including excavation of trench of size 1050mm wide to 1200mm wide as per the site conditions and 850mm for LT, 1050mm for 11 KV and 1200mm for 33 KV from road level and cable separation with machine cut bricks horizontally for every 3 meters , providing of DWC/GI pipes wherever required depth is not acquired as per the instructions of Engineer in Charge, the prorata basis rates to be adopted for 2 feet, 3feet depths and filling with sand 250mm above the cable and 50mm below the cable, laying of cable, placing 40mm shabad protective slabs, back filling the trench with earth, levelling and removing the debris from the site inluding the cost of lead and lift etc.. (Second,third or more cable laying cost not Included) depth of the trench LT-0.85 mts, 11 KV-1.05Mtrs & 33 KV - 1.20 mtrs. Along the CC / BT multi layer road requiring compressor 11 KV 3x300 Sqmm Cable Lay-6R 11KV 3x300sqmm UG Cb CC/BT Compsr | Elecy | Labour | SWR12070 | 2173.88 | M | 652164
275 | 1500 | Lay-2nd Cable in Excavated Trench | Elecy | Labour | SWR10988 | 204.1 | M | 306150
276 | 150 | Raising of double run cable on already erected support with wooden / MS clamps and connecting it to over head line with cable jumpers including cost of required wooden cleats, lugs and bolts and nuts through GI pipe (excluding the cost of GI pipe) 11 KV 3x300 Sqmm Cable | Elecy | Labour | SWR12005 | 275.4 | M | 41310
277 | 8 | Making of Straight through joints Straight through joint 11kv 3x300 xlpe | Elecy | Labour | SWR10386 | 3725.45 | EA | 29803.6
278 | 24 | Making 11 KV 3x300 Sqmm Cable Out Door/Indoor end termination | Elecy | Labour | SWR10391 | 2370.63 | EA | 56895.12
279 | 6 | LOADING of 11 KV AB SWCH Con 200/400 A | Elecy | Labour | SWR10238 | 80 | EA | 480
280 | 6 | UNLOADING of 11 KV AB SWCH Con 200/400 A | Elecy | Labour | SWR10556 | 80 | EA | 480
281 | 6 | Erection of 11KV 400/200A Conventional type AB Switch including fixing of cross angles and alignment complete | Elecy | Labour | SWR10393 | 3200 | EA | 19200
282 | 6 | Making of coil earthing pole with 8mm GI wireNut&Bolts for AB Switch AB Switch Coil Earthing GI No. 8 Wire | Elecy | Labour | SWR12331 | 146.63 | EA | 879.78
283 | 6 | Painting of sub-station structures with two coats of Aluminium paint usingAluminium paint 1st grade containing 3.6 kg of Aluminium paste for 18 liters of thinner 1st coat is to be applied before erection of sub-station structures and 2ndcoat after stringing and half round welding including cost of paint, cost of brushes, labour charges etc., complete. Painting of operating rods of 33kV, 11kV AB switches withpost office red colour (including cost of paint) Painting AB switch OP rods with PO red | Elecy | Labour | SWR10881 | 142 | EA | 852
284 | 1 | LOADING of Conductor drums | Elecy | Labour | SWR10191 | 202 | EA | 202
285 | 2 | Transport of conductor drums, cable drums, fragile material such as kiosks, VCBs, control panels, current transformers, boosters, lightning arrestors, insulators, transformers, meters (which are less in weight and occupy more space) (excluding of loading unloading) Note: 1). It will be treated as full load of 10 MT and paid for 10 MT. 2). For 3 Ton vehicle : 50% of the following rates Transport of Cond Drum,VCBs>10 & <20Km | Elecy | Labour | SWR11861 | 3299.7 | EA | 6599.4
286 | 1 | UNLOADING of Conductor drums | Elecy | Labour | SWR10509 | 100 | EA | 100
287 | 0.24 | Paving out and stringing of conductor by providing temporary stays, tensioning, sagging correctly, fixing strain points, transferring to pin points binding, keeping stifner, rectification of poles, guys and jumpering etc., including transport of material from road side to location. Stringing 100sqmm 33/11kv Line 3 Cond SC | Elecy | Labour | SWR10366 | 13856.7 | KM | 3325.608
288 | 8 | Formation of Cut points Formation of Cut point for 11 KV Single Circuit line excluding pole erection and stays Formatn of Horiz Cut point for 11KV line | Elecy | Labour | SWR10653 | 1435.81 | EA | 11486.48
289 | 60 | Cost of Pipes and slabs S-4" BClass GI pipe 3.65mm thck 12.2Kg/M | Elecy | Supply | SMR40080 | 740 | M | 44400
290 | 12 | Loading of R.S. Joists 175 x 85 mm | Elecy | Labour | SWR10204 | 76 | EA | 912
291 | 12 | Un loading of R.S. Joists 175 x 85 mm | Elecy | Labour | SWR10522 | 50 | EA | 600
292 | 6 | Excavation of pits in hard rock not requiring blasting. (In hard murram / rock boulders) 11 Mtrs PSCC Poles/ Box poles 0.75 M x 0.9 M x 1.95 M | Elecy | Labour | SWR11040 | 990.68 | EA | 5944.08
293 | 6 | Fabrication of 175x85/150x75mm RS joist pieces upto 12.5 meters length by welding joint together by means of 50x6mm flat and MS channel on either side including the cost of consumable. | Elecy | Labour | SWR10642 | 512.55 | EA | 3075.3
294 | 6 | Erection of pole in position, aligning and setting to work, fixing of cross arms and top clamps, earthing of supports, back filling with earth and stones properly ramming including transport of materials from road side to location excluding pit excavation Erection of 9/10/11Meter Box pole | Elecy | Labour | SWR11266 | 2643.83 | EA | 15862.98
295 | 8.29 | Mass concreting of supports erected with CC (1:4:8) using 40 mm, HB G metal including the cost of metal, sand, Cement and curing etc. | Elecy | Labour | SWR10356 | 6579 | M3 | 54539.91
296 | 3.466 | Plastering 2 coats, 20/16 mm (1:6)/(1:4) | Elecy | Labour | SWR10862 | 373 | M2 | 1292.818
297 | 6 | Paint of coping with 2 coats of white cement incl cost of paints etc. Ptg of coping with 2cts white cmnt inclu | Elecy | Labour | SWR11089 | 48 | EA | 288
298 | 2.645 | Loading of M.S.Channels, Angles, Flats & Rods etc., | Elecy | Labour | SWR10206 | 221 | Ton | 584.545
299 | 2.645 | Un loading of M.S.Channels, Angles, Flats & Rods etc., | Elecy | Labour | SWR10524 | 185 | Ton | 489.325
300 | 5.645 | Transport of iron materials such as R.S. Joists, Rail Poles, fabricated supports, steel, iron, flat, M.S. Channels etc., by lorries. (excluding of loading & unloading ) Above 10 KM and upto 20 KM | Elecy | Labour | SWR10132 | 412.08 | TON | 2326.1916
301 | 2.645 | Fabrication of Main and Auxiliary structures with welding usingraw steel such as RS joist, M.S.Angles, Plates, Channels,including the supply and fabrication of 6mm base plate to the RS-Joist poles excluding cost of Mild Steel and transport charges to substation site, including erection. | Elecy | Labour | SWR10869 | 3426 | TO | 9061.77
302 | 5.145 | Painting of sub-station structures with two coats of Aluminium paint using Aluminium paint 1st grade containing 3.6 kg of Aluminium paste for 18 liters of thinner 1st coat is to be applied before erection of sub-station structures and 2nd coat after stringing and half round welding including cost of paint, cost of brushes, labour charges etc., complete. Supply of material cost for First coat of 1st Grade Aluminium Paint, brushes etc. Sup Material for 1st coat Al. Painting. | Elecy | Supply | SMR40009 | 2181 | TO | 11221.245
303 | 5.145 | Painting of sub-station structures with two coats of Aluminium paint usingAluminium paint 1st grade containing 3.6 kg of Aluminium paste for 18 liters of thinner 1st coat is to be applied before erection of sub-station structures and 2ndcoat after stringing and half round welding including cost of paint, cost of brushes, labour charges etc., complete. Supply of material cost for Second coat of 1st Grade Aluminium Paint, brushes, etc. Sup Material for 2nd coat Al. Painting. | Elecy | Supply | SMR40010 | 1293 | TO | 6652.485
304 | 5.145 | Painting of sub-station structures with two coats of Aluminium paint using Aluminium paint 1st grade containing 3.6 kg of Aluminium paste for 18 liters of thinner 1st coat is to be applied before erection of sub-station structures and 2nd coat after stringing and half round welding including cost of paint, cost of brushes, labour charges etc., complete Labour charges for painting including scratching and cleaning of Sub-station structures of 1st coat of Aluminium. Labour for 1st coat Al. Painting. | Elecy | Labour | SWR10877 | 851 | TO | 4378.395
305 | 5.145 | Painting of sub-station structures with two coats of Aluminium paint using Aluminium paint 1st grade containing 3.6 kg of Aluminium paste for 18 liters of thinner 1st coat is to be applied before erection of sub-station structures and 2nd coat after stringing and half round welding including cost of paint, cost of brushes, labour charges etc., complete. Labour charges for painting including scratching and cleaning of Sub-station structures of 2nd coat of Aluminium . Labour for 2nd coat Al. Painting. | Elecy | Labour | SWR10879 | 482 | TO | 2479.89
306 | 150 | Supply of earthing pipe with materials S-Earthing GI flat 25x3 mm incl material | Elecy | Supply | SMR11485 | 105 | KG | 15750
307 | 250 | Providing of RCC collar to earth pit. Running of GI eartn flat of size 25X3mm from all metallic parts of channels, AB Switch, HG fuse set, DTr neutral and LT Distribution box and inter connection of earth pits etc complete Run-GI Earth Flat 25x3mm from metallic p | Elecy | Labour | SWR12125 | 14.03 | M | 3507.5
308 | 21 | S-GI pipe earthing 40mm dia 2m long | Elecy | Supply | SMR11480 | 698 | M | 14658
309 | 21 | Providing of earthing with excavation of earth pit (0.6 x0.6x2.4 Mts.) duly filling with bentonite, earth , running of earth wire etc., complete, including cost of bentonite and excluding cost of RCC collar of size 0.75M dia x 0.5 M height ERECT. OF LINES-Providing of earthing | Elecy | Labour | SWR10357 | 1234.2 | EA | 25918.2
310 | 21 | Providing of RCC Collar guarding to the existing earth pits with damaged masonry including dismantling and removing of existing masonry and fixing the RCC collar of 0.60 M dia X0.50 M height ERECT. OF LINES-Providing of RCC collar | Elecy | Labour | SWR10359 | 386 | EA | 8106
311 | 12 | Painting of poles Paint-Feeder Name on Support incl. Paint | Elecy | Labour | SWR12101 | 53 | EA | 636
312 | 150 | S-GI Bolts & Nuts,Washers etc., | Elecy | Supply | SMR11488 | 117.5 | KG | 17625
313 | 80 | Excavation of pits in hard rock not requiring blasting. (In hard murram / rockboulders) 11 Mtrs PSCC Poles/ Box poles 0.75 M x 0.9 M x 1.95 M | Elecy | Labour | SWR11040 | 990.68 | EA | 79254.4
314 | 80 | Erection of pole in position, aligning and setting to work, fixing of cross arms andtop clamps, earthing of supports, back filling with earth and stones properlyramming including transport of materials from road side to location excluding pitexcavation Errection of 11 M long PSCC pole | Elecy | Labour | SWR10978 | 4336.85 | EA | 346948
315 | 104.8 | Mass concreting of supports erected with CC (1:4:8) using 40 mm, HB G metal including the cost of metal, sand, Cement and curing etc. | Elecy | Labour | SWR10356 | 6579 | M3 | 689479.2
316 | 100 | LOADING of 9.1M PSCC POLE | Elecy | Labour | SWR10188 | 182 | EA | 18200
317 | 100 | UNLOADING of 9.1M PSCC POLE | Elecy | Labour | SWR10506 | 91 | EA | 9100
318 | 20 | Excavation of pits in hard rock not requiring blasting. (In hard murram / rockboulders) 9.1 Mtrs PSCC Poles 0.76 M x 0.76M x 1.83M (2.6" x 2.6" x 6.0") | Elecy | Labour | SWR11039 | 928 | EA | 18560
319 | 20 | Erection of pole in position, aligning and setting to work, fixing of cross arms andtop clamps, earthing of supports, back filling with earth and stones properlyramming including transport of materials from road side to location excluding pitexcavation Erec of 9.1 Mts PSCC poles for stuts | Elecy | Labour | SWR11083 | 2400 | EA | 48000
320 | 21 | Mass concreting of supports erected with CC (1:4:8) using 40 mm, HB G metal including the cost of metal, sand, Cement and curing etc. | Elecy | Labour | SWR10356 | 6579 | M3 | 138159
321 | 11 | Loading of 11 KV AB Cable (XLPE) 3 Core upto 500 Mts. Drum (including Accessories ) LOADING of 11 KV AB Cable (XLPE) 3 Core | Elecy | Labour | SWR12413 | 584 | DR | 6424
322 | 6 | Un loading of 11 KV AB Cable (XLPE) 3 Core upto 500 Mts. Drum (including Accessories ) | Elecy | Labour | SWR12431 | 438 | DR | 2628
323 | 11 | Transport of conductor drums, cable drums, fragile material such as kiosks, VCBs, control panels, current transformers, boosters, lightning arrestors, insulators, transformers, meters (which are less in weight and occupy more space) (excluding of loading unloading) Note: 1). It will be treated as full load of 10 MT and paid for 10 MT. 2). For 3 Ton vehicle : 50% of the following rates Transport of Cond Drum,VCBs>10 & <20Km | Elecy | Labour | SWR11861 | 3299.7 | EA | 36296.7
324 | 15 | T Branch Kit Supply &Erect-T-Branch kit | Elecy | Labour | SWR24971 | 3215 | EA | 48225
325 | 15 | T Branch Kit Erection of Assemble Kit for 'T' Branche | Elecy | Labour | SWR10671 | 1800 | EA | 27000
326 | 150 | End Termnatn of AB cable 120 to 185 Sqmm | Elecy | Labour | SWR10667 | 800 | EA | 120000
327 | 300 | Straight through joints of AB cable (each lead) Supply and ere Straight line Asmbly kits | Elecy | Labour | SWR10672 | 1661 | EA | 498300
328 | 40 | Straight through joints of AB cable (each lead) Supply and ere Angle line Asmbly kits | Elecy | Labour | SWR10673 | 2124 | EA | 84960
329 | 340 | Supply- I Hook | Elecy | Supply | SMR12099 | 158 | EA | 53720
330 | 340 | Erection- I Hook | Elecy | Labour | SWR12099 | 55 | EA | 18700
331 | 100 | S-GI Bolts & Nuts,Washers etc., | Elecy | Supply | SMR11488 | 117.5 | KG | 11750
332 | 60 | S-185Sqmm Alluminium Lug | Elecy | Supply | SMR40133 | 13 | EA | 780
333 | 16 | Earthing for 11KV 3x185+1x75 AB Cable with GIStrip&Pipe | Elecy | Labour | SWR20612 | 500 | EA | 8000
334 | 5.1 | Stringing of 11 KV 3x185+70 Sqmm AB Cable | Elecy | Labour | SWR10454 | 41876.1 | KM | 213568.11
[7 empty] | sub total | 3880706.6326
Total Amount | [7 empty] | 26198455.3294
GST 18% | [7 empty] | 4715721.9593
Electrical total Amount | [7 empty] | 30914177.2887
WBS. No. S-1797-13-07-01-01-001
| Estimate Quantity (only Figures) | Item Detailed Specification Description | Work Type eg. Earth Work, Electrical works. etc (upto 200 Characters) | Item Short Description (upto 100 Characters) | APSS / Morth Cl. Number (upto 200 Characters) | Rate (INR) (Upto 2 Decimals ) | UOM (upto 50 Characters) | Amount
1 | 459.4 | Earth work excavation in all type of soils red earth, Hard gravelly soils, earth mixed with sand and sandy soils etc., in all conditions such as slushy and dry with initial leads and lifts for foundations. A) Ordinary Soils | Civil | Labour | SWR33015 | 486 | cum | 223268.4
2 | 60.7 | Filling with Borrowed sand including cost,conveyance of all materials,hire chareges etc complete for finished item of work. | Civil | Labour | SWR33053 | 3955 | cum | 240068.5
3 | 100.2 | Providing and laying of plain Cement concrete 1:4:8 for levelling course using 40mm size HBG metal , including cost and conveyance of all materials,seignorages, water, labour charges, hire charges for machinery, at all levels ,ramming in all layers, and removal of form work after completion of work, curing for reqired number of days , all incidental charges as directed by the Engineer- in - charge etc complete for finished item of work. | Civil | Labour | SWR33028 | 4877 | cum | 488675.4
4 | 12.3 | CRS masonry in CM 1:6 using Hard Granite Stones including cost and conveyance of all materials, seignorage, labour charges,Curing, all leads and lifts,incidental charges etc .complete for finished item of work as directed by the Engineer - in - charge. | Civil | Labour | SWR33041 | 4967 | cum | 61094.1
5 | 34.4 | P.C.C(1:2:4) nominal mix using 12 to 20 mm HBG metal including cost & conveyance of all materials mixing,curing,all labour charges,etc complete for finished item of work. | Civil | Labour | SWR33030 | 6247 | cum | 214896.8
6 | 312.1 | Supplying and filling with borrowed gravel, watering, ramming, consolidating thoroughly complying with the standard specification including cost and conveyance of all materials, labour charges,hire charges of machnery,with all leads and incidental charges etc complete for finished item work as directed by the Engineer - in - charge. | Civil | Labour | SWR33052 | 309 | cum | 96438.9
8 | 115.2 | Reinforced Cement concerete M20 GRADE Nominal Mix for footings , columns, Beams and Slab using 12mm to 20mm size graded HBG machine crushed metal from approvaed quary giving cube crushing strenth of 20 N /sqm and a minimum of 400 kgs of cement for 1 cum of concrete including cost and conveyance charges for cement and all other materials to site, scaffolding charge , seignorage charges, centering, shuttering, machine mixing,laying concrete, curing for specified number of days vibrating etc compaction by pin vibrator or needle vibrator supplemented by hand spreeding rodding and tamping , and operational charges , all leads and lifts etc complete, but excuding cost of steel and its fabrication , all incidental charges etc .complete for finshed item of work as directed by the Engineer - in - charge . Reinforced Cement concerete M20 GRADE Nominal Mix Raft Footings | Civil | Labour | SWR33098 | 9629 | cum | 1109260.8
9 | 35.1 | Reinforced Cement concerete M20 GRADE Nominal Mix Columns Ground floor | Civil | Labour | SWR33100 | 13378 | cum | 469567.8
10 | 7.2 | Reinforced Cement concerete M20 GRADE Nominal Mix Columns First floor | Civil | Labour | SWR33101 | 13378 | cum | 96321.6
11 | 7.2 | Reinforced Cement concerete M20 GRADE Nominal Mix Columns Second floor | Civil | Labour | SWR33102 | 13780 | cum | 99216
12 | 15.6 | Reinforced Cement concerete M20 GRADE Nominal Mix Plinth Beams | Civil | Labour | SWR33099 | 12500 | cum | 195000
13 | 0.8 | Reinforced Cement concerete M20 GRADE Nominal Mix Lintels First floor - Windows | Civil | Labour | SWR33108 | 13208 | cum | 10566.4
14 | 0.8 | Reinforced Cement concerete M20 GRADE Nominal Mix Lintels second floor For windows | Civil | Labour | SWR33109 | 13495 | cum | 10796
15 | 9.9 | Reinforced Cement concerete M20 GRADE Nominal Mix Sunshade for first floor | Civil | Labour | SWR33115 | 1386 | sqm | 13721.4
16 | 9.9 | Reinforced Cement concerete M20 GRADE Nominal Mix Sunshade for Second floor | Civil | Labour | SWR33116 | 1429 | sqm | 14147.1
17 | 19.8 | Reinforced Cement concerete M20 GRADE Nominal Mix Beams for Ground Floor | Civil | Labour | SWR33121 | 12416 | cum | 245836.8
18 | 19.8 | Reinforced Cement concerete M20 GRADE Nominal Mix Beams for First floor | Civil | Labour | SWR33122 | 12416 | cum | 245836.8
19 | 19.8 | Reinforced Cement concerete M20 GRADE Nominal Mix Beams for Second floor | Civil | Labour | SWR33123 | 12753 | cum | 252509.4
20 | 20.4 | Reinforced Cement concerete M20 GRADE Nominal Mix Roof slab of 125mm thick | Civil | Labour | SWR33128 | 11004 | cum | 224481.6
21 | 20 | Reinforced Cement concerete M20 GRADE Nominal Mix Roof slab for First Floor | Civil | Labour | SWR33129 | 11004 | cum | 220080
22 | 20 | Reinforced Cement concerete M20 GRADE Nominal Mix Roof slab for Second Floor | Civil | Labour | SWR33130 | 11220 | cum | 224400
23 | 39.221 | Providing High Yield Strength Deformed (HYSD)/ Thermo Mechanically Treated (TMT) / Mild steel (MS) steel bars (Fe 415/ Fe 500 grade as per IS 1786-1979) of different diameters for RCC works , including labour charges for straightening, cutting, bending to required sizes and shapes, placing in position with cover blocks of approved materials and size and tying and lap-splicing with binding wire of 18 SWG, forming grills for reinforcement work as per approved designs and drawings, including cost and conveyance of steel bars, including all wastages such as overlaps, couplings, chairs, spacer bars including cost and conveyance of binding wire, cover blocks and all incidental, operational, labour charges such as cutting, bending, placing in position, tying including sales and other taxes on all materials etc., complete for finished item of work in all floors.( APSS No.126) | Civil | Labour | SWR33144 | 69637 | mt | 2731232.777
25 | 51.9952 | Construction of brick masonary in CM(1:6) including cost and conveyance of all materials, labour charges,curing etc. complete for finished item of work and as directed by the engineer-in-charge. Gound Floor | Civil | Labour | SWR33068 | 8332 | cum | 433223.8398
26 | 57.8748 | Construction of brick masonary in CM(1:6) including cost and conveyance of all materials, labour charges,curing etc. complete for finished item of work and as directed by the engineer-in-charge. First Floor | Civil | Labour | SWR33069 | 8332 | cum | 482213.0419
27 | 71.0413 | Construction of brick masonary in CM(1:6) including cost and conveyance of all materials, labour charges,curing etc. complete for finished item of work and as directed by the engineer-in-charge. Second Floor | Civil | Labour | SWR33070 | 8596 | cum | 610671.0148
29 | 1078.1501 | Providing plastering of 20mm thick in two coats for super structure and ceiling of superstructure in two coats, First coat with in CM 1:5 of 16mm thick and Second coat in CM 1:3 4mm thick with sponge finish including cost and conveyance of all materials, water, all labour charges, curing for specified number of days, cutting grooves, at all heghits, all leads and lifts , all incidental and scaffolding charges, seigniorage charges, etc. complete for finished item of work and as directed by the Engineer - in - charge. Ground Floor | Civil | Labour | SWR33163 | 569 | sqm | 613467.4069
30 | 1192.9851 | Providing plastering of 20mm thick in two coats for super structure and ceiling of superstructure in two coats, First coat with in CM 1:5 of 16mm thick and Second coat in CM 1:3 4mm thick with sponge finish including cost and conveyance of all materials, water, all labour charges, curing for specified number of days, cutting grooves, at all heghits, all leads and lifts , all incidental and scaffolding charges, seigniorage charges, etc. complete for finished item of work and as directed by the Engineer - in - charge. First Floor | Civil | Labour | SWR33164 | 569 | sqm | 678808.5219
31 | 1270.4251 | Providing plastering of 20mm thick in two coats for super structure and ceiling of superstructure in two coats, First coat with in CM 1:5 of 16mm thick and Second coat in CM 1:3 4mm thick with sponge finish including cost and conveyance of all materials, water, all labour charges, curing for specified number of days, cutting grooves, at all heghits, all leads and lifts , all incidental and scaffolding charges, seigniorage charges, etc. complete for finished item of work and as directed by the Engineer - in - charge. Second Floor | Civil | Labour | SWR33165 | 575 | sqm | 730494.4325
33 | 146.6 | Providing impervious coat over RCC roof slab surfaces to requried slopes with 20mm thick in CM 1:3 pro mixed with approvaled brand of water proffing compound as the raet of 1 kg per bag of cement inclding cost and conveyance of all materials, water, all labour charges, chemicals, curing for specifed number of days , rounding off junctions of wall and slab, all leads, lifts, heights,levels and floors etc . complete as directed by the Engineer - in - charge for finished item of work. Second Floor | Civil | Labour | SWR33158 | 591 | sqm | 86640.6
34 | 23.3 | Raised pointing to the exposed surfaces of CRS masonry in cm 1:3 prop. including cost and conveyance of all materials, labour charges, all leads and lifts curing etc, complete for finished item of work. | Civil | Labour | SWR33184 | 127 | sqm | 2959.1
35 | 6.51 | Supply and fixing of doors with the frames of the door shall be made well seasoned MT wood of cross section 100x75mm. The shutter shall be made isi mark flushed door with decolam sheets pasted on both sides with PVC beading 40mm width all round.Frame shall be painted with two coats of synthetic enamel paint of approved color over one coat of primer over luppum with spary with 3 no 150mm brass hinges 1 no brass door stoper, 1 no 250mm brass aldrops. 2 no 300 mm aluminium tower bolts, 2 no 150mm brass fancy door handlers, 1 no keyless lockset with cp handel. The quoted rate shall include cost and conveyance of the meterials, fixig, labour carges, tools, handles,locking arrangementts and other fixtures & fittings for finished item work as directed by the Engineer - in- charge. | Civil | Labour | SWR33264 | 7314 | sqm | 47614.14
36 | 25.69 | S&F Powder Coated Al door with all accessories,locking arrangements including cost and conveyance of all materials,labour charges etc. complete for finished item of work and as directed by the engineer-in-charge. | Civil | Labour | SWR33271 | 6222 | sqm | 159843.18
37 | 23.04 | S&F Powder Coated Al windows with all accessories,locking arrangements including cost and conveyance of all materials,labour charges etc. complete for finished item of work and as directed by the engineer-in-charge. | Civil | Labour | SWR33278 | 3777 | sqm | 87022.08
38 | 80.1504 | Supplying and fixing of MS safety grill with peripheral frame of ISA 25x25x4mm and horizontal & vertical 8mm square rods and including cost and coveyance of all mateirals with all leads and lifts, labour charges, painting charges complete for finished item of work | Civil | Labour | SWR33310 | 2990 | sqm | 239649.696
39 | 297.2 | Flooring with vetrified tiles of approved colour, quality and approved size over a bed of cement mortar 1:3 20mm thick including cost of all materials, with all leads and lifts jointing and pointing with cement, labour etc, complete for finished item of work. | Civil | Labour | SWR33223 | 1018 | sqm | 302549.6
40 | 9.8 | Providing skirting with Vetrified tiles including cost & conveyance of all materials,labour charges etc complete for finished item of work. | Civil | Labour | SWR33238 | 1074 | sqm | 10525.2
41 | 30.4 | Flooring with double machine polished and hand cut Tandur blue stone 20mm thick of approved colour, quality and approved size over a bed of cement mortar 1:3 20mm thick including cost of all materials, with all leads and lifts jointing and pointing with cement, labour etc, complete for finished item of work. | Civil | Labour | SWR33219 | 791 | sqm | 24046.4
42 | 5.6 | Providing skirting with tandoor blue stone including cost & conveyance of all materials,labour charges etc complete for finished item of work. | Civil | Labour | SWR33236 | 880 | sqm | 4928
44 | 435.707 | Painting with two coats of External Emulsion over a coat of primer including cost and conveyance of all materials , labour charges etc. complete for finished item of work and as directed by the engineer-in-charge. Gound Floor | Civil | Labour | SWR33363 | 245 | sqm | 106748.215
45 | 331.6984 | Painting with two coats of External Emulsion over a coat of primer including cost and conveyance of all materials , labour charges etc. complete for finished item of work and as directed by the engineer-in-charge. First Floor | Civil | Labour | SWR33364 | 250 | sqm | 82924.6
46 | 470.3864 | Painting with two coats of External Emulsion over a coat of primer including cost and conveyance of all materials , labour charges etc. complete for finished item of work and as directed by the engineer-in-charge. Second Floor | Civil | Labour | SWR33365 | 256 | sqm | 120418.9184
47 | 1256.5008 | Painting with two coats of Internal Emulsion over a coat of primer including cost and conveyance of all materials , labour charges etc. complete for finished item of work and as directed by the engineer-in-charge. | Civil | Labour | SWR33340 | 155 | sqm | 194757.624
48 | 20.6 | Painting with lovely-cem three coats including cost and conveyance of all materials , labour charges etc. complete for finished item of work and as directed by the engineer-in-charge. | Civil | Labour | SWR33329 | 85 | sqm | 1751
50 | 32.4 | Providing Reinforced Racks with Steel & Plastering in CM 1:2 of 25 mmm thick over rabbit wire mesh and plastering of 12mm thick in CM 1:3 prop and including cost and conyance of all materials and labour charges etc at all floors heights etc for finished item of work excluding cost of steel and its fabrication for finished item of work in all floors. First Floor | Civil | Labour | SWR34796 | 1492 | sqm | 48340.8
51 | 275 | Supply and fixing 25mm dia 1.5mm thick recessed( concealed) PVC pipe alog with reinforcement to be laid in slab including No 14 SWG GI wire for earth contunity, cost of pipe, binding wire and all labour charges etc complete | Civil | Labour | SWR33441 | 108 | M | 29700
52 | 40 | Wiring with Modular Switch LP,FP,EFP for NRBuildPVC insulated flexiable copper cable in the existing metalic/Non metalic conduit pipe with 6A mini modular SP switch, mounted on metalic box covereds with appropriate front plate modules etc ceiling rose including cot and conveyance of all mateials, labour charges complete for light points, bell points and fan points in non residential builsing except circuit moving finished in all types masonary as directed by department. | Civil | Labour | SWR33457 | 676 | EA | 27040
53 | 22 | Supply and fixing of 6A 3/2 pin flush type plug socket with 6A flush type marked switch control on a common board with earth continuity including wire leads earth connections along with all labour charges etc. complete | Civil | Labour | SWR33462 | 314 | EA | 6908
54 | 25 | Supply and fixing of 16A 3pin flush type plug socket and 16A flush type fuse unit and 16A switch control. | Civil | Labour | SWR33464 | 510 | EA | 12750
55 | 16 | Supply and fixing of slanting holders with 100W bulb with all connections and labour charges etc. complete for finished item of work and as directed by the engineer-in-charge. | Civil | Labour | SWR33484 | 141 | EA | 2256
56 | 40 | Supply and fixing of patty type tube light fitting with 4' 0" - 40W tube light,40W copper choke,starter,labour charges etc. complete for finished item of work and as directed by the engineer-in-charge. | Civil | Labour | SWR33543 | 755 | EA | 30200
57 | 250 | Supply and run of 2 of 14/.3mm(1.00Sqmm) pvc insulated flexible copper cable in the existing metalic/non-metalic conduit pipe. | Civil | Labour | SWR33494 | 56 | M | 14000
58 | 780 | Supply and run of 2 of 22/0.3 (1.5sqmm) pvc insulated flexible copper cable in the existing metalic/non-metalic conduit pipe. | Civil | Labour | SWR33496 | 75 | M | 58500
59 | 780 | Supply and run of 2 of 36/0.3 (2.5sqmm) pvc insulated flexible copper cable in the existing metalic/non-metalic conduit pipe. | Civil | Labour | SWR33497 | 103 | M | 80340
60 | 2 | Supply & fixing of 4wy TPNDB IP-20,10kA-6-32A SPMCB 12No Distribution board with protection (Metal Door)suitable for single phase ELCB/RCCB/FP Isolator as incomer and 10kA SP 6 No.s MCBs as out going including internal connection and labour charges for surface / flush mounting etc Complete. | Civil | Labour | SWR33525 | 9569 | EA | 19138
61 | 1 | Supply & fixing TPN Distribution board with IP-42 protection (Metal Door)suitable for single phase ELCB/RCCB/FP Isolator as incomer and 10kA SP 6 No.s MCBs as out going including internal connection and labour charges for surface / flush mounting etc Complete. | Civil | Labour | SWR33526 | 11353 | EA | 11353
62 | 3 | Providing independent earthing for main switches,IC cutouts and motors using 40mm. Dia. B-class G.I.Pipe of 2.5' length duly providing 12mm. Dia. 6No. Holes and required bolts,nuts and washers,including filling with equal preparation of salt and charcoal in layers and labour charges etc. complete for finished item of work and as directed by the engineer-in-charge. | Civil | Labour | SWR33596 | 5345 | EA | 16035
63 | 10 | Supply and Fixing of 48" ceiling fan of bajaj make(or equivalent make) including cost material,labour charges etc. complete for finished item of work and as directed by the engineer-in-charge. | Civil | Labour | SWR33563 | 2277 | EA | 22770
64 | 29.1 | Supply and fixing of ceramic tiles fantacy for dadoing including cost and conveyance of all materials,labour charges etc. complete for finished item of work and as directed by the engineer-in-charge. | Civil | Labour | SWR33224 | 865 | sqm | 25171.5
65 | 1 | S&F Orissa Pan WC 580mmx440mm of Parry, Neycer or Hindhusthan, make with 'P' or 'S' trap etc complete for finished item of work and as directed by the engineer-in-charge. | Civil | Labour | SWR34311 | 2387 | EA | 2387
66 | 1 | Supply and fixing of European Water Closet of first quality conforming IS2556-part-21973 of Parry, Neycer or Hindhusthan, make with 'P' or 'S' trap etc,white glazed complete for finished item of work as directed by the engineer-in-charge. | Civil | Labour | SWR34314 | 2228 | EA | 2228
67 | 2 | PVC low level system parry ware , slim line with internal components & short ben 10 liters capacity dual flush including cost and conveyance of all materials and labour charges for finished item of work | Civil | Labour | SWR34376 | 2032 | EA | 4064
68 | 2 | Supply and Fixing 4" PVC floor trap including labour charges etc. complete for finished item of work and as directed by the engineer-in-charge. | Civil | Labour | SWR34386 | 269 | EA | 538
69 | 5 | Supply,fixing 4" dia. PVC Plain Bend including cost etc. complete for finished item of work and as directed by the engineer-in-charge. | Civil | Labour | SWR34380 | 100 | EA | 500
70 | 5 | Supply,fixing 4" dia. PVC Door Bend including cost etc. complete for finished item of work and as directed by the engineer-in-charge. | Civil | Labour | SWR34381 | 128 | EA | 640
71 | 1 | S&Fixing 150mm x 100mm SWG gully traps Ist class grating & constg brick masonry in CM (1:6) prop inter mediate chamber and fitted with CI frame etc complete. | Civil | Labour | SWR34286 | 767 | EA | 767
72 | 15 | Supply and Fixing 4" dia 3M Single socket PVC pipe including labour charges etc. complete for finished item of work and as directed by the engineer-in-charge. | Civil | Labour | SWR34377 | 462 | M | 6930
73 | 20 | Supply and Fixing 90mm dia 3M Single socket PVC pipe including labour charges etc. complete for finished item of work as directed by the engineer-in-charge. | Civil | Labour | SWR34378 | 410 | M | 8200
74 | 20 | Supply,laying and jointing 152.4 mm SWG pipe including excavation of trenches etc. complete for finished item of work and as directed by the engineer-in-charge. | Civil | Labour | SWR34284 | 893 | M | 17860
75 | 2 | Constructing (0.45x0.45) Brick in CM(1:6) prop Masonry inspection chamber and fitted with light weight CI frame and cover etc complete for finished item of work and as directed by the engineer-in-charge.(14) | Civil | Labour | SWR34296 | 8766 | EA | 17532
76 | 1 | Constructing 3'x 3' Brick in CM(1:6) prop Masonry inspection chamber and fitted with light weight CI frame and cover etc complete for finished item of work as directed by the engineer-in-charge. | Civil | Labour | SWR34297 | 4610 | EA | 4610
78 | 100 | Supply and Fixing of Ashirvad/ Ajay/ Astral Flowguard or equivalent CPVC Pipes and Fittings to meet the requirement of ASTM-D 2846 and are produced in CTS (Copper Tube Sizes 1/2" ton 2" Ashirvad Flowgurard SDR 11 and SDR 13.5 pipes are made from idential CPVC compounds having the same physical Properties for Hot and Cold Water (IS 15778:2007) a)15.90mm OD Pipe - SDR 11 | Civil | Labour | SWR34361 | 239 | M | 23900
79 | 250 | Supply and Fixing of Ashirvad/ Ajay/ Astral Flowguard or equivalent CPVC Pipes and Fittings to meet the requirement of ASTM-D 2846 and are produced in CTS (Copper Tube Sizes 1/2" ton 2" Ashirvad Flowgurard SDR 11 and SDR 13.5 pipes are made from idential CPVC compounds having the same physical Properties for Hot and Cold Water (IS 15778:2007)b)22.20mm OD Pipe - SDR 11 | Civil | Labour | SWR34362 | 313 | M | 78250
80 | 200 | Supply and Fixing of Ashirvad/ Ajay/ Astral Flowguard or equivalent CPVC Pipes and Fittings to meet the requirement of ASTM-D 2846 and are produced in CTS (Copper Tube Sizes 1/2" ton 2" Ashirvad Flowgurard SDR 11 and SDR 13.5 pipes are made from idential CPVC compounds having the same physical Properties for Hot and Cold Water (IS 15778:2007) c)28.60mm OD Pipe - SDR 11 | Civil | Labour | SWR34363 | 410 | M | 82000
81 | 4 | Supply and fixing of 15mm dia. GM Ball valve including labour charges complete for finished item of work and as directed by the engineer-in-charge. | Civil | Labour | SWR34344 | 230 | EA | 920
82 | 2 | Supply and fixing of 20mm dia. GM Ball valve including labour charges complete for finished item of work and as directed by the engineer-in-charge. | Civil | Labour | SWR34345 | 331 | EA | 662
83 | 3 | Supply and fixing of 25mm dia. GM Ball valve including labour charges complete for finished item of work and as directed by the engineer-in-charge. | Civil | Labour | SWR34346 | 466 | EA | 1398
84 | 35 | Supply and fixing of 12.7mm bib tap Indian make including labour charges complete for finished item of work and as directed by the engineer-in-charge. | Civil | Labour | SWR34329 | 298 | EA | 10430
85 | 3 | Supply and fixing of 12.7mm dia. concealed stop cock including labour charges complete for finished item of work and as directed by the engineer-in-charge. | Civil | Labour | SWR34328 | 721 | EA | 2163
86 | 2000 | Providing and placing on Terrace polyetheylene water storage tank with double layer approved brand and manufacture with cover complete for finished item of work and as directed by the engineer-in-charge. | Civil | Labour | SWR34375 | 10 | Lts | 20000
87 | 3 | Supply and fixing of Glow sign board of size 10' x 3' including lettering,labour charges,fitting charges complete for finished item of work and as directed by the engineer-in-charge. | Civil | Labour | SWR33422 | 3553 | sqm | 10659
88 | 1 | Providing supply of electricity to the site premises through customer service centre duly applying for new connection including application fee and other missalaneous charges prescribed by TGSPDCL complete for the finished item of work. | Civil | Labour | SWR33425 | 5408 | EA | 5408
89 | 2400 | Provd 2Sets of Structural Drawings | Civil | Labour | SWR33426 | 5 | ft2 | 12000
90 | 322.7478 | Seigniorage Charges - Sand | Civil | Labour | SWR34470 | 40 | cum | 12909.9115
91 | 414.926 | Seigniorage Charges - Metal | Civil | Labour | SWR34471 | 975 | cum | 404552.85
92 | 312.1 | Seigniorage Charges - Gravel | Civil | Labour | SWR34472 | 30 | cum | 9363
93 | 1 | Providing consultancy services for arranging contour surveying with total station including preparation of boundary and contour levels with 2 No.s hard copies and soft copies complete for finished items of work. | Civil | Labour | SWR33427 | 5665 | EA | 5665
94 | 3 | Supplying & Fixing Indian make Flat Back Wash Hand Basin (HSW/Parryware/ Neycer) 1st quality conforming to IS:2556-Part-4:1972 with waste fittings like rubber plug, chain, 32 mm nominal size C.P. Fitting with parallel pipe thread conforming to IS:2963-1979 and fitted with 15 mm nominal bore Chromium Plated Pillar Tap of 1st quality Indian make 400 grams Seiko/ Senior/ Nice/ Esso or equivalent complete with standard CI brackets including wooden block: 550 x 400 mm - Single C.P. Pillar cock | Civil | Labour | SWR34316 | 1717 | EA | 5151
95 | 6 | Supply & fixing 38.1 mm C.P waste coupling Half or Full Thread 1st Quality Indian make Parryware or equivalent | Civil | Labour | SWR34428 | 309 | EA | 1854
96 | 3 | Supply & fixing of 4" (101.6 mm ) Nahany Trap ( Without Jali with inlet)UPVC/SWR Pipe fittings (Prince/Sudhakar or any ISI Brand) | Civil | Labour | SWR34387 | 134 | EA | 402
97 | 3 | S&F 76.2mm Nahany Trap with Jali | Civil | Labour | SWR34388 | 122 | EA | 366
98 | 1 | SBC Test will be done by OU/JNTU 3Samples including mobilization and Demobilization of drill equipment, lab testing of bore hole samples, preperation of technical report etc., | Civil | Labour | SWR34099 | 45000 | EA | 45000
99 | 90 | S&F HDPE Pipe 76mm dia 6kg/sqcm including cost and conveyance of material and labour charges | Civil | Labour | SWR34413 | 454 | M | 40860
100 | 10 | Supply & fixing of Flange Clamps including cost and conveyance of material and labour charges | Civil | Labour | SWR34203 | 182 | EA | 1820
101 | 60.4 | Providing Structural steel tube box type 60x40x4mm thick including cost and conveyance of all materials, labour charges,curing etc. complete for finished item of work and as directed by the engineer-in-charge. | Civil | Labour | SWR33146 | 147 | kg | 8878.8
102 | 20.16 | Providing Roofing with Trapezoidal/Galvalume Sheet including cost and conveyance of all materials, labour charges,curing etc. complete for finished item of work and as directed by the engineer-in-charge. | Civil | Labour | SWR33402 | 600 | sqm | 12096
103 | 100 | Supply and fixing 32mm dia 2mm thick ( concealed) PVC pipe in the wall including No 14 SWG GI wire for earth contunity, cost of pipe, binding wire and all labour charges etc complete for finished item of work. | Civil | Labour | SWR33442 | 100 | M | 10000
104 | 35 | S&F Flush Type Switch LP,FP,EFP NRBuild-Wiring with 2X1.0 Sqm(14/0.3mm) PVC insulated flexiable copper cable in the existing metalic/Non metalic conduit pipe with 6A mini modular SP switch, mounted on metalic box covereds with appropriate front plate modules etc ceiling rose including cot and conveyance of all mateials, labour charges complete for light points, bell points and fan points in non residential builsing except circuit moving finished in all types masonary as directed by department. | Civil | Labour | SWR33459 | 617 | EA | 21595
105 | 250 | S&R 2 of 22/0.3mm (1.5sqmm) (FR) pvc insulated flexible copper cable in the existing metalic/non-metalic conduit pipe. | Civil | Labour | SWR33496 | 75 | M | 18750
106 | 4.32 | Supply and fixing of ms gates of approved design including cost and conveyance of all materials,fabrication charges etc complete for finished item of work. | Civil | Labour | SWR33404 | 5299 | sqm | 22891.68
107 | 1 | Geophysical Investgation charges for water point by Geologist | Civil | Labour | SWR33608 | 5000 | Sqm | 5000
109 | 90 | Drilling of 165mm bore well with machine rig including deployment and hire charges of rig and other machinery and equipment labour charges , measuring the yeild of borewell including cost and conveyance etc complete Drill-165mm Bore Well 0 to 90 | Civil | Labour | SWR33609 | 336 | Rmt | 30240
110 | 30 | Drill-165mm Bore Well 90M to 120M | Civil | Labour | SWR34830 | 369 | Rmt | 11070
111 | 30 | Drill-165mm Bore Well 120M to 150M | Civil | Labour | SWR34831 | 394 | Rmt | 11820
112 | 30 | Drill-165mm Bore Well 150M to 180M | Civil | Labour | SWR34832 | 492 | Rmt | 14760
113 | 30 | Drill-165mm Bore Well 180M to 210M | Civil | Labour | SWR34833 | 623 | Rmt | 18690
114 | 30 | Drill-165mm Bore Well 210M to 240M | Civil | Labour | SWR34834 | 754 | Rmt | 22620
115 | 30 | Drill-165mm Bore Well 240M to 270M | Civil | Labour | SWR34835 | 918 | Rmt | 27540
116 | 120 | Drill-165mm Bore Well 270M and above | Civil | Labour | SWR34836 | 1082 | Rmt | 129840
117 | 25 | Supply and fixing of 160mm dia PVC casing of A class 6Kg point pressure including cost and conveyance of all materials labour charges etc complete for finished item of work as directed by the engineer-in-charge. | Civil | Labour | SWR33611 | 883 | Rmt | 22075
118 | 1 | Supply and erecting, ISI mark submersible 3.0 HP, Three Phase SubMrsbl Pumpset 5HP 12-16Stages suitable for 106/156mm dia borewell including cost and conveyance of all materials labour charges etc complete for finished item of work | Civil | Labour | SWR33637 | 37404 | EA | 37404
119 | 185 | Supply and fixing of HDPE pipe 40mm dia of 16Kg/cm2 including cost and conveyance of all materials labour charges etc complete for finished item of work as directed by the engineer-in-charge. | Civil | Labour | SWR34410 | 180 | Rmt | 33300
120 | 1 | Supply and erecting D.O.L Starter 250V , Single phase,50Hz with SS enclouserincluding cost and conveyance of all materials labour charges etc complete for finished item of work | Civil | Labour | SWR33644 | 1040 | EA | 1040
121 | 220 | Supply of 3 Core 2.5 Sqmm Flat Copper cable of ISI for Submersible Motors of makes Finolex / Polycab / Gold Medal / Million / Payal / Sun Light / Power Flex / Fortune Art | Civil | Labour | SWR33641 | 192 | Rmt | 42240
122 | 1 | Provd-DGPS & Total Staion Survey | Civil | Labour | SWR34506 | 5000 | EA | 5000
123 | 1 | Providing supply of electricity to the site premises through custamer service centre duly applying for new connection including service wire, application complete the work. | Civil | Labour | SWR33425 | 5408 | EA | 5408
[5 empty] | Gross Toal Rs. |  |  | 14267423.7297
[5 empty] | 18%GST Rs. |  |  | 2568136.2713
[5 empty] | Total Rs. |  |  | 16835560.001
[5 empty] | Total Electrical+Civil without GST |  |  | 40465879.0591
[5 empty] | Total Electrical+Civil with GST |  |  | 47749737.2897

## Sheet3
Revisied tentaive estimate for "Erection of new 33/11kV Indoor substation with 2x8MVA PTRs at Botanical Garden in White field section in operation Kondapur division in Cyber city circle, in Master plan Sub-division 1 of WCGH Division in Rangareddy circle under T&D improvement works"for budget allotment.
S.No | Materials Code | Materials Text | Quantity | Unit | Rate in Rs. | Amount in Rs.
Substation material
1 | DTC30137 | 3-Ph 100KVA CSP Al Wnd DTR BIS EEL2Str-2 | 1 | EA | 208285.64 | 208285.64
2 | BRK30020 | 33/11KV Indoor Switchgear with 8 Feeders | 1 | EA | 21143932.95 | 21143932.95
3 | BAT00020 | 220V 80AH Ld Acd Battery Charger&DCBoard | 1 | EA | 605590.06 | 605590.06
4 | MST00029 | RS Joist 150x150mm | 3000 | KG | 71.69 | 215070
5 | MST00012 | MS Channel 100x50 mm | 1230 | KG | 67.35 | 82840.5
6 | MST00015 | MS Flat 75x8 | 2500 | KG | 70.3 | 175750
7 | MST00014 | MS Flat 50x6 mm | 500 | KG | 70.3 | 35150
8 | MST00013 | MS Channel 75x40 mm | 100 | KG | 84.37 | 8437 |  |  |  | added from 8 feeders data
9 | CBX30004 | 33KV,1CX630 Sqmm Al. XLPE UG Cable | 480 | M | 895.53 | 429854.4
10 | CBX30006 | 33KV Tree Retardant XLPE UG Cb 3x400Sqmm | 120 | M | 3347.33 | 401679.6
11 | SCB10114 | 33KV 3X400 Heat Shble out/d end ter kit | 2 | EA | 5342.09 | 10684.18
12 | SCB10115 | 33KV 3X400 Heat Shble in/d end ter kit | 2 | EA | 3995.46 | 7990.92
13 | MST00032 | RS Joist 175x85mm | 1500 | KG | 78.31 | 117465
14 | HGF10002 | 11KV HG Fuse Sets with Insulators | 1 | EA | 2350.95 | 2350.95
15 | ABS10002 | 11KV 200A TT AB SWITCH WITH INSULATORS | 1 | EA | 12331 | 12331
16 | BXS00047 | LT Distribution Boxes (SMC) | 1 | EA | 9652.4 | 9652.4
17 | CBX00021 | LT XLPE Cable 1 Core 150 Sq. mm | 60 | M | 131.87 | 7912.2
18 | CBX10010 | 11KV Tree Retardant XLPE UG Cb 3x185Sqmm | 100 | M | 1230.39 | 123039
19 | SCB10105 | 11KV 3X185 Heat Shble out/d end ter kit | 1 | EA | 1395.99 | 1395.99
20 | SCB10106 | 11KV 3X185 Heat Shble in/d end ter kit | 1 | EA | 1278.8 | 1278.8
21 | CBX00015 | LT XLPE Cable 3 1/2 Core 185 Sq. mm | 100 | M | 718.45 | 71845
22 | CBP00001 | LT PVC Cu Contr Cable 2 Core 2.5 Sq. mm | 500 | M | 69.18 | 34590
23 | CBP00002 | LT PVC Cu Contr Cable 4 Core | 1200 | M | 115.88 | 139056
24 | CBP00006 | LT PVC Cu Contr Cable 10 Core 2.5 Sq. mm | 500 | M | 284.68 | 142340
25 | PTR00008 | 33/11 KV 8MVA Power transformer | 2 | EA | 9144771.2 | 18289542.4
sub total | [5 empty] | 42278063.99
33kV Bay extension material
1 | BRK30014 | 33KV IndorTwin Feeder Control&Relay Panl | 1 | EA | 385654.32 | 385654.32
2 | BRK30032 | 33KV 220VDC1600A VCBs with CTs (W/oCRPs) | 1 | EA | 378460.78 | 378460.78
3 | INS30007 | 33KV Polymer Insulators (B&S) | 12 | EA | 486.68 | 5840.16
4 | HWR00004 | 33KV Metal parts(B&S) | 12 | SET | 244.76 | 2937.12
5 | CBP00001 | LT PVC Cu Contr Cable 2 Core 2.5 Sq. mm | 400 | M | 69.18 | 27672
6 | CBP00002 | LT PVC Cu Contr Cable 4 Core 2.5 Sq. mm | 800 | M | 115.88 | 92704
7 | CBP00006 | LT PVC Cu Contr Cable 10 Core 2.5 Sq. mm | 600 | M | 284.68 | 170808
8 | ABS30004 | 33KV 800A D/B AB SWITCH WITH INSULATORS | 2 | EA | 52515.9 | 105031.8
9 | MST00015 | MS Flat 75x8 | 400 | KG | 70.3 | 28120
10 | MST00003 | MS Angle 65x65x6 | 80 | KG | 68.15 | 5452
11 | MST00012 | MS Channel 100x50 mm | 300 | KG | 67.35 | 20205
12 | LAS00003 | 33KV Lightning Arrestors Line Type | 3 | EA | 2228.97 | 6686.91
sub total | [5 empty] | 1229572.09
33kV Line Material
1 | CBX30006 | 33KV Tree Retardant XLPE UG Cb 3x400Sqmm | 2740 | M | 3347.33 | 9171684.2 | 800*2 lay + (140*2 +120*4 + 50*2-normal) in SS + (140 *2)raising
2 | SCB10114 | 33KV 3X400 Heat Shble out/d end ter kit | 20 | EA | 5342.09 | 106841.8
3 | SCB10115 | 33KV 3X400 Heat Shble in/d end ter kit | 4 | EA | 3995.46 | 15981.84
4 | SCB10113 | 33KV 3X400 Heat Shble Str thr joint kit | 20 | EA | 28498.18 | 569963.6
5 | CBX30004 | 33KV,1CX630 Sqmm Al. XLPE UG Cable | 2520 | M | 895.53 | 2256735.6 | 600 *4 + 30*4(raising) 100-Road crossing, 500 CC/BT wth cmprssr
6 | ABS30004 | 33KV 800A D/B AB SWITCH WITH INSULATORS | 3 | EA | 52515.9 | 157547.7
7 | LAS00003 | 33KV Lightning Arrestors Line Type | 9 | EA | 2228.97 | 20060.73
8 | CDR00004 | AAA conductor 100 Sq. mm | 8250 | M | 86.49 | 713542.5
9 | INS30008 | 33KV Polymer Pin Insulators With GI Pins | 150 | EA | 809.48 | 121422 | 50*3
10 | INS30007 | 33kV Polymer Disc Insulators | 60 | SET | 486.68 | 29200.8 | 10*6
11 | HWR00004 | 33kV metal parts | 60 | EA | 244.76 | 14685.6 | 10*6
12 | MST00032 | RS Joist 175x85mm | 3500 | KG | 78.31 | 274085
13 | MST00014 | MS Flat 50x6 mm | 500 | KG | 70.3 | 35150
14 | MST00012 | MS Channel 100x50 mm | 1500 | KG | 67.35 | 101025
sub total | [5 empty] | 13587926.37
11kV Line Material
1 | CBA10006 | 11KV AB Cable XLPE 3 x 185 + 70 Sq. mm | 5100 | M | 1084.39 | 5530389
2 | SCB10096 | 11 KV 3X185+1X70AB Cable O/D End kits | 150 | EA | 2723.19 | 408478.5
3 | CBX10009 | 11KV Tree Retardant XLPE UG Cb 3x300Sqmm | 2100 | M | 1773.87 | 3725127 | 140*3*2 + 160*3*2 + (20*3 +20*3 + 5*6)*2 raisings
4 | SCB10102 | 11KV 3X300 Heat Shble out/d end ter kit | 12 | EA | 2457.06 | 29484.72
5 | SCB10103 | 11KV 3X300 Heat Shble in/d end ter kit | 12 | EA | 3318.16 | 39817.92
6 | SCB10101 | 11KV 3X300 Heat Shble Str thr joint kit | 8 | EA | 5066.11 | 40528.88
7 | ABS10009 | 11KV 400A Conv DB AB/s with insulators | 6 | EA | 23125 | 138750
8 | CDR00004 | AAA conductor 100 Sq. mm | 720 | M | 86.49 | 62272.8
9 | MST00032 | RS Joist 175x85mm | 3000 | KG | 78.31 | 234930
10 | MST00014 | MS Flat 50x6 mm | 500 | KG | 70.3 | 35150 | 86*1.5 *8kg/M
11 | MST00012 | MS Channel 100x50 mm | 1500 | KG | 67.35 | 101025 | 86*3*0.5*3 kg/M
12 | MST00002 | MS Angle 50x50x6 | 645 | KG | 67.67 | 43647.15 | 86*1.5 *5kg/M
13 | PLS00004 | PSCC Poles 9.1 Mts 280Kgs | 20 | EA | 3964.1 | 79282
14 | PLS00013 | PSCC Poles 11 Mts 365 Kgs | 80 | EA | 6525.27 | 522021.6
15 | INS10009 | 11KV Polymer Pin Insulators with GI pins | 258 | EA | 170.39 | 43960.62 | 86*3
16 | INS10003 | 11KV Polymer Insulators (C&T) | 48 | EA | 196.23 | 9419.04 | 8*6
17 | HWR00002 | 11KV Metal parts(C&T) | 48 | EA | 122.13 | 5862.24 | 8*6
sub total | [5 empty] | 11050146.47
Material cost : | [5 empty] | 68145708.92
3 % S & H Charges : | [5 empty] | 2044371.2676
3 % Contingencies on materials: | [5 empty] | 2044371.2676
10 % Estt. & General Charges : | [5 empty] | 6814570.892
10% Material Overhead charges : | [5 empty] | 6814570.892
TOTAL MATERIAL COST : | [5 empty] | 85863593.2392
Substation Labour
1 | SWR10613 | LOADING of 8 MVA PTR | 2 | EA | 5805.84 | 11611.68
2 | SWR10854 | Transport of 8MVA power transformer | 2 | EA | 21945 | 43890
3 | SWR10627 | UNLOADING of 8 MVA PTR | 2 | EA | 5805.84 | 11611.68
4 | SWR21321 | Erec 33/11 KV, 8 MVA PTR as per Spec | 2 | EA | 49480.2 | 98960.4
5 | SMR22718 | S/o rail poles 90/105lb (250x2N) | 700 | KG | 47.27 | 33089
6 | SWR10344 | Erection of Rail Pole 90Lbs | 4 | EA | 3510 | 14040
7 | SWR10195 | LOADING of 50,63,75&100kva DTR | 1 | EA | 350 | 350
8 | SWR11861 | Transport of Cond Drum,VCBs >10 & <20Km | 1 | EA | 3299.7 | 3299.7
9 | SWR10513 | UNLOADING of 50,63,75&100kva DTR | 1 | EA | 280 | 280
10 | SWR21843 | Column type DTR Plinth topslab 4'x4'x6" | 1 | EA | 25967.57 | 25967.57
11 | SWR20905 | E/r 3ph DTR inclu L&Un-L,T&C on plinth | 1 | EA | 1650 | 1650
12 | SWR10199 | LOADING of 11 KV VCBs&Panel boards | 16 | EA | 1024 | 16384
13 | SWR11861 | Transport of Cond Drum,VCBs >10 & <20Km | 8 | EA | 3299.7 | 26397.6
14 | SWR10517 | UNLOADING of 11 KV VCBs&Panel boards | 16 | EA | 1044.48 | 16711.68
15 | SWR10931 | Erection of 11KV indoor switchgear panel | 16 | EA | 8894 | 142304
16 | SWR10198 | LOADING of 33 KV VCBs&Panel boards | 10 | EA | 1024 | 10240
17 | SWR11861 | Transport of Cond Drum,VCBs >10 & <20Km | 5 | EA | 3299.7 | 16498.5
18 | SWR10516 | UNLOADING of 33 KV VCBs&Panel boards | 10 | EA | 1044.48 | 10444.8
19 | SWR10930 | Erection of 33KV indoor switchgear panel | 10 | EA | 9847 | 98470
20 | SWR11166 | Loading 220 V Battery with Charger | 1 | SET | 1612 | 1612
21 | SWR11861 | Transport of Cond Drum,VCBs >10 & <20Km | 1 | EA | 3299.7 | 3299.7
22 | SWR11147 | Un-loading 220 V Battery with Charger | 1 | SET | 1024 | 1024
23 | SWR12295 | Erect-220V 80Ah ConvtLead AcidBtry | 1 | EA | 7666 | 7666
24 | SMR40045 | Supply of AC Supply panel complete | 1 | EA | 42000 | 42000
25 | SWR11893 | Erect-Contrl/Relay, AC, Announ. Panels | 1 | EA | 2122 | 2122
26 | SWR10963 | Painting of Name Plates for any equipmen | 43 | EA | 122 | 5246
27 | SMR11482 | S-CI Pipe earthing 100mm dia 2.75m long | 36 | EA | 3486 | 125496
28 | SWR10357 | ERECT. OF LINES-Providing of earthing | 36 | EA | 1234.2 | 44431.2
29 | SWR10359 | ERECT. OF LINES-Providing of RCC collar | 36 | EA | 386 | 13896
30 | SWR10920 | Laying of earth mat,excavation 75x 8mm | 531.9 | RMT | 65 | 34573.5
31 | SWR10919 | Earthing for raisers of SS Flat 50x6 mm. | 208.3 | RMT | 41 | 8540.3
32 | SMR11488 | S-GI Bolts & Nuts,Washers etc., | 50 | KG | 117.5 | 5875
33 | SWR12217 | Paint-Black to all Earth Flat incl. Pain | 314 | M | 55 | 17270
34 | SMR40033 | SupCU Flexi jumper for Power T/F Neutral | 2 | EA | 4725 | 9450
35 | SWR11892 | Provd-Dble Erth with CuJumper incl MSChl | 2 | EA | 1323 | 2646
36 | SWR12110 | Lay-4 SC 33KV 630sqmm UG Cb HG/BC/RE/NS | 106 | M | 2463.3 | 261109.8
37 | SWR12448 | Raise-SR 33KV 1x630sqmm UG Cb on Support | 56 | M | 133 | 7448
38 | SWR12452 | Lay-Second 33KV UG Cb in Existing Duct | 106 | M | 200 | 21200
39 | SWR11954 | Raise-SR 33KV 3x400sqmm UG Cb on support | 14 | M | 135.66 | 1899.24
40 | SMR12473 | S-33KV 1x630Sqmm GIS ID Unit EndTermtn | 8 | EA | 2500 | 20000 |  |  | 40 kg per AB switch
41 | SMR12474 | S-33KV 1x630Sqmm OD Unit EndTermtn | 8 | EA | 4200 | 33600 |  |  | 10kg per AB switch+(44poles* 20kg per pole)
42 | SWR12473 | Install-33KV 1x630Sqmm GIS ID EndTermtn | 8 | EA | 17600 | 140800 |  |  | 15kg per AB switch
43 | SWR12474 | Install-33KV 1x630Sqmm OD Unit EndTermtn | 8 | EA | 4000 | 32000
44 | SWR11920 | Lay-SR 11KV 3x185sqmm UG Cb HG/BC/CC/BT | 85 | M | 465.46 | 39564.1
45 | SWR11956 | Raise-SR 11KV 3x185sqmm UG Cb on support | 15 | M | 126.23 | 1893.45
46 | SWR10205 | Loading of R.S. Joists 150 x 150mm / Rail poles | 8 | EA | 176 | 1408
47 | SWR10523 | Un loading of R.S. Joists 150 x 150mm / Rail poles | 8 | EA | 107 | 856
48 | SWR10297 | Cutting charges for RS Joist 150x150 mm | 44 | EA | 48 | 2112
49 | SWR11890 | Coping of 1.5'x1.5'x1 with 1:8 slope Using form boxes (0.031Cumt.) | 0.248 | EA | 3893 | 965.464
50 | SWR10206 | Loading of M.S.Channels, Angles, Flats & Rods etc., | 4.33 | TON | 221 | 956.93
51 | SWR10524 | Un loading of M.S.Channels, Angles, Flats & Rods etc., | 4.33 | TON | 185 | 801.05
52 | SWR10869 | Fabrication of struc.with welding. | 0.83 | TON | 3426 | 2843.58
53 | SWR10867 | Alligning the Main/Aux. structures. | 3.83 | TO | 1470 | 5630.1
54 | SWR10204 | Loading of R.S. Joists 175 x 85 mm | 6 | EA | 76 | 456
55 | SWR10522 | Un loading of R.S. Joists 175 x 85 mm | 6 | EA | 50 | 300
56 | SWR11040 | Ex of Hard pit w/o blast 0.75X0.9X1.95M | 3 | EA | 990.68 | 2972.04
57 | SWR10642 | Fabrication of 175x85/150x75mm RS joist | 3 | EA | 512.55 | 1537.65
58 | SWR11266 | Erection of 9/10/11Meter Box pole | 3 | EA | 2643.83 | 7931.49
59 | SWR10356 | Mass concreting of supports incl. cement | 4.15 | M3 | 6579 | 27302.85
60 | SWR10862 | Plastering 2 coats, 20/16 mm (1:6)/(1:4) | 1.73 | M2 | 373 | 645.29
61 | SWR11089 | Ptg of coping with 2cts white cmnt inclu | 3 | EA | 48 | 144
62 | SWR10132 | TRANSPORT OF STEEL 10 TO 20KM | 8.83 | TON | 412.08 | 3638.6664
63 | SMR40009 | Sup Material for 1st coat Al. Painting. | 5.83 | TO | 2181 | 12715.23 | 9000+2490+600+4000+200
64 | SWR10877 | Labour for 1st coat Al. Painting. | 5.83 | TO | 851 | 4961.33
65 | SMR40010 | Sup Material for 2nd coat Al. Painting. | 5.83 | TO | 1293 | 7538.19
66 | SWR10879 | Labour for 2nd coat Al. Painting. | 5.83 | TO | 482 | 2810.06
67 | SWR12406 | LOADING of 11 KV AB SWCH T.T.200/400 A | 1 | EA | 80 | 80
68 | SWR12425 | UNLOADING of 11 KV AB SWCH T.T.200/400 A | 1 | EA | 80 | 80
69 | SWR20102 | Erection of 11kv TT type AB switch | 1 | EA | 1813.49 | 1813.49
70 | SWR10881 | Painting AB switch OP rods with PO red | 1 | EA | 142 | 142
71 | SWR12331 | AB Switch Coil Earthing GI No. 8 Wire | 1 | EA | 146.63 | 146.63
72 | SWR10231 | LOADING of 11 KV HG Fuse Sets | 1 | EA | 18 | 18
73 | SWR10549 | UNLOADING of 11 KV HG Fuse Sets | 1 | EA | 18 | 18
74 | SWR10395 | Erect. of 11kv HG Fuseset incl earthing | 1 | SET | 740.52 | 740.52
75 | SWR10674 | Erection of LT distribution box | 1 | EA | 1594.67 | 1594.67
76 | SWR10390 | OD/Idoor end termination 11kv 3x185 xlpe | 2 | EA | 2370.63 | 4741.26
77 | SWR11923 | Lay-SR LT 3.5x185sqmm UG Cb HG/BC/CC/BT | 90 | M | 377.63 | 33986.7
78 | SWR11959 | Raise-SR LT 3.5x185sqmm UG Cb on support | 10 | M | 85.43 | 854.3
79 | SWR10765 | OD/Idoor end termination LT 3 1/2 x 185 | 2 | EA | 968.9 | 1937.8
80 | SWR10387 | OD/Idoor end termination 33kv 3x400 xlpe | 4 | EA | 2764.76 | 11059.04
81 | SWR11879 | Lay-4C/10C 2.5Sqmm Control Cable | 2200 | M | 27 | 59400
82 | SWR12510 | L-Cable Termination to Switchgear | 500 | EA | 27 | 13500
83 | SMR11485 | S-Earthing GI flat 25x3 mm incl material | 18 | KG | 105 | 1890
84 | SWR12125 | Run-GI Earth Flat 25x3mm from metallic p | 30 | M | 14.03 | 420.9
85 | SWR11230 | Load-11/33KV XLPE UG Cable for all sizes | 2 | DR | 1024 | 2048
86 | SWR11861 | Transport of Cond Drum,VCBs >10 & <20Km | 1 | EA | 3299.7 | 3299.7
87 | SWR11231 | Unload-11/33KV XLPE UG Cable all sizes | 2 | DR | 1024 | 2048
88 | SMR40051 | Supply 9mtrs tubular poles single way | 8 | EA | 13913 | 111304
89 | SWR11039 | Exca Hard pit w/o blast 0.76X0.76X1.83M | 8 | EA | 928 | 7424
90 | SWR10955 | Errection of tubular poles | 8 | EA | 1379 | 11032
91 | SWR10356 | Mass concreting of supports incl. cement | 6.1 | M3 | 6579 | 40131.9 |  |  | to be changed
92 | SWR10862 | Plastering 2 coats, 20/16 mm (1:6)/(1:4) | 4.62 | M2 | 373 | 1723.26
93 | SWR11089 | Ptg of coping with 2cts white cmnt inclu | 8 | EA | 48 | 384
94 | SMR24635 | S-Metal Handle Lamp 150W | 8 | EA | 6450 | 51600
95 | SMR11488 | S-GI Bolts & Nuts,Washers etc., | 50 | KG | 117.5 | 5875
96 | SWR10956 | Fixing of LED/Metal halide complete. | 8 | EA | 1268 | 10144
97 | SMR40061 | Sup Steel almarah(61/2 X 3ft) Godrej | 1 | EA | 9818 | 9818
98 | SWR10873 | Supply,fabricati of 6mm Checkerd plates | 400 | KG | 83 | 33200
99 | SMR40068 | SupRubber mats( 6#x3#)size fo indoorSS | 12 | EA | 1386 | 16632 |  |  | 2.646
100 | SMR40062 | Sup Alluminium Ladder for indoor works | 1 | EA | 4410 | 4410
101 | SMR40087 | Sup TrollyMounted Co2 Cylinders(IS-2878) | 2 | EA | 9240 | 18480
102 | SMR40088 | Sup Fire Buckets Stand with Buckets | 2 | SET | 1386 | 2772
103 | SMR40089 | Sup Fire Extinguisher for Control Room | 6 | EA | 4620 | 27720
104 | SMR40071 | Supply of Safety Helmet of standard make | 4 | EA | 231 | 924
105 | SMR40066 | Sup Earth Rods (8ft) Screw & clamp type | 4 | EA | 578 | 2312
106 | SMR40067 | Supply of Hand Gloves | 4 | SET | 289 | 1156
107 | SMR40069 | Sup Stand basic cell phone with charger | 1 | EA | 1386 | 1386
108 | SMR40057 | Supply of Table (3x6ft) Godrej | 1 | EA | 6050 | 6050
109 | SMR40058 | Supply of S type chairs (Godrej) | 4 | EA | 924 | 3696
110 | SMR40060 | Sup Angle racks(18x36.6inches) Godrej | 1 | EA | 1733 | 1733
111 | SMR40070 | Supply of Danger boards with clamps | 10 | EA | 116 | 1160
112 | SMR40086 | Sup 33/11kv S.S Permanent | 1 | EA | 10238 | 10238
113 | SMR40059 | Supply of Wall clock standard make | 1 | EA | 578 | 578
114 | SMR40063 | SupTaparia Tool kit complete as per Spec | 1 | SET | 4925 | 4925
115 | SMR40064 | Sup Rechargeable LED torch light. | 1 | EA | 1733 | 1733
116 | SMR40065 | Supply of Hack saw (12 inches) | 1 | EA | 289 | 289
117 | SMR40072 | Supply of LC Boards | 8 | EA | 116 | 928
118 | SMR40073 | Supply of Gum Boots | 2 | EA | 693 | 1386
119 | SMR40076 | Supply of Digital clamp meter. | 1 | EA | 2888 | 2888
120 | SMR40074 | Supply of 5000v megger | 1 | EA | 13860 | 13860
121 | SWR20032 | Sup &fix of board ind Switchyard layout | 1 | EA | 1654 | 1654
122 | SWR22090 | Sup& fix safety inst/SS Op. inst board | 1 | EA | 2205 | 2205
123 | SMR12378 | S-10ft Aluminium Ladder | 1 | EA | 1654 | 1654
subtotal: | [5 empty] | 2108612.9904 |  | 44386676.9804
33kV Bay extension Labour
1 | SMR40102 | S-33KV TC Structure as per DATA-II | 3 | EA | 50703 | 152109
2 | SMR40104 | S-33KV BD Boom as per DATA-IV | 5 | EA | 18244 | 91220
3 | SWR10875 | Erect-33KV BD Boom as per DATA-IV | 5 | EA | 505 | 2525
4 | SWR11010 | Erect-33KV TC Structure as per DATA-II | 3 | EA | 17393.04 | 52179.12
5 | SWR10867 | Alligning the Main/Aux. structures. | 0.78 | TO | 1470 | 1146.6
6 | SWR10198 | LOADING of 33 KV VCBs&Panel boards | 1 | EA | 1024 | 1024
7 | SWR11861 | Transport of Cond Drum,VCBs >10 & <20Km | 1 | EA | 3299.7 | 3299.7
8 | SWR10516 | UNLOADING of 33 KV VCBs&Panel boards | 1 | EA | 1044.48 | 1044.48
9 | SWR10460 | Erection of 33kv VCB | 1 | EA | 12500 | 12500
10 | SWR10206 | LOADING of MS Channel,Angles,Flats&Rods | 0.78 | TO | 221 | 172.38
11 | SWR10524 | UNLOADING of MS Channel,Angles,Flats&Rod | 0.78 | TO | 185 | 144.3
12 | SWR10132 | TRANSPORT OF STEEL 10 TO 20KM | 0.78 | TO | 412.08 | 321.4224
13 | SWR10869 | Fabrication of struc.with welding. | 0.38 | TO | 3426 | 1301.88
14 | SWR10867 | Alligning the Main/Aux. structures. | 0.38 | TO | 1470 | 558.6
15 | SMR40009 | Sup Material for 1st coat Al. Painting. | 0.38 | TO | 2181 | 828.78
16 | SWR10877 | Labour for 1st coat Al. Painting. | 0.38 | TO | 851 | 323.38
17 | SMR40010 | Sup Material for 2nd coat Al. Painting. | 0.38 | TO | 1293 | 491.34
18 | SWR10879 | Labour for 2nd coat Al. Painting. | 0.38 | TO | 482 | 183.16
19 | SWR10399 | Erection of 33kv CT s | 1 | SET | 1079 | 1079
20 | SWR12375 | S&E-33KV 1200A Isolator incl. Solid Core | 1 | EA | 65800 | 65800
21 | SWR10239 | LOADING of 33 KV AB SWCH Con 400/800 A | 2 | EA | 126 | 252
22 | SWR11861 | Transport of Cond Drum,VCBs >10 & <20Km | 1 | EA | 3299.7 | 3299.7
23 | SWR10557 | UNLOADING of 33 KV AB SWCH Con 400/800 A | 2 | EA | 79 | 158
24 | SWR10392 | Erection of 33kv ABSwitch incl earthing | 2 | EA | 4500 | 9000
25 | SWR10881 | Painting AB switch OP rods with PO red | 2 | EA | 142 | 284
26 | SWR12331 | AB Switch Coil Earthing GI No. 8 Wire | 2 | EA | 146.63 | 293.26
27 | SWR10266 | LOADING of 33 KV10 KA Las Station type | 3 | EA | 41 | 123
28 | SWR10584 | UNLOADING of 33 KV10 KA LAs Station type | 3 | EA | 35 | 105
29 | SWR10396 | Erect of 33kv LA stn type incl earthing | 1 | SET | 880 | 880
30 | SMR24915 | 33KV Bay Extn: S-GI Flat 100x16mm | 2.52 | TO | 63235 | 159352.2
31 | SWR22054 | Laying of MS/GI 100x16mm earth flat | 200 | RMT | 65 | 13000
32 | SWR10918 | Earthing for raisers of SS Flat 75x8 mm. | 85.1 | RMT | 50 | 4255
33 | SWR10924 | Supply&Erec of CI earth Pipe as APTRANCO | 6 | EA | 9804 | 58824
34 | SWR10615 | LOADING of 11KV 3 Way RMU | 1 | EA | 907.8 | 907.8
35 | SWR11861 | Transport of Cond Drum,VCBs >10 & <20Km | 1 | EA | 3299.7 | 3299.7
36 | SWR10629 | UNLOADING of 11KV 3 Way RMU | 1 | EA | 907.8 | 907.8 |  |  | 24
37 | SWR10934 | Erection of 33kV Twin feeder C&R panel. | 1 | EA | 1729 | 1729 |  |  | 24
38 | SMR23225 | S-Moose Conductor | 0.24 | KM | 375155 | 90037.2
39 | SWR10882 | Hoisting of Insl. 2 Zebra/Phanther 33kV | 1 | EA | 1302 | 1302 |  |  | 4
40 | SMR25240 | S-Spacer Clamp 150mm Spacing Twin Moose | 12 | EA | 294 | 3528
41 | SMR25242 | S-T-Clamp Twin to Sngle Moose 150mmSpace | 18 | EA | 694 | 12492
42 | SMR40027 | Sup LA clamps for single zebra / Panther | 3 | EA | 357 | 1071 |  |  | 69
43 | SWR12510 | L-Cable Termination to Switchgear | 100 | EA | 27 | 2700
44 | SWR22093 | Providing of cable trench as per DATA-IX | 40 | RMT | 3148 | 125920
45 | SWR11879 | Lay-4C/10C 2.5Sqmm Control Cable | 1800 | M | 27 | 48600
46 | SMR40047 | Sup MS Powder coated CT Marshalling Box | 1 | EA | 3675 | 3675
47 | SWR10940 | Erection of Marshalling boxes | 1 | EA | 374.85 | 374.85
48 | SMR40051 | Supply 9mtrs tubular poles single way | 2 | EA | 13913 | 27826
49 | SWR11039 | Exca Hard pit w/o blast 0.76X0.76X1.83M | 2 | EA | 928 | 1856
50 | SWR10955 | Errection of tubular poles | 2 | EA | 1379 | 2758
51 | SWR10356 | Mass concreting of supports incl. cement | 2.1 | M3 | 6579 | 13815.9
52 | SMR11594 | S-90W LED fixture set | 2 | EA | 8200 | 16400
53 | SWR10956 | Fixing of LED/Metal halide complete. | 2 | EA | 1268 | 2536
54 | SWR10917 | Labour for Fixing of all types of clamps | 24 | EA | 65 | 1560
55 | SWR10860 | Supply & Spreading of 20mm HBG metal | 60 | M3 | 2113 | 126780
56 | SMR40089 | Sup Fire Extinguisher for Control Room | 2 | EA | 4620 | 9240
57 | SWR33054 | S&Filling with Borrowed Stone Dust | 12 | M3 | 1062 | 12744
58 | SWR33015 | Excavation in Ordinary Soil | 10.8 | M3 | 486 | 5248.8
59 | SWR33028 | PCC with 40mm Metal (1:4:8) | 2.7 | M3 | 4706 | 12706.2
60 | SWR33041 | CRS Masonary CM(1:6) 2nd Sort | 16.2 | M3 | 4925 | 79785
61 | SWR33163 | Plastering 20mm (16mm+4mm)GFloor | 63 | M2 | 520 | 32760
62 | SWR34330 | S&F-15mm Bib Tap 300gm Qtr turn | 6 | EA | 684 | 4104
63 | SWR34362 | S&F 22.20mm OD CPVC Pipe-SDR 11 | 40 | M | 313 | 12520
64 | SWR12101 | Paint-Feeder Name on Support incl. Paint | 12 | EA | 53 | 636
65 | SMR11488 | S-GI Bolts & Nuts,Washers etc., | 100 | KG | 117.5 | 11750
66 | SWR33015 | Excavation in Ordinary Soil | 4.9 | M3 | 486 | 2381.4 |  |  | 8.68
67 | SWR33028 | PCC with 40mm Metal (1:4:8) | 0.31 | M3 | 4706 | 1458.86
68 | SWR33098 | RCC Footing: M20Gr, Steel Centering | 0.56 | M3 | 9445 | 5289.2
69 | SWR33100 | RCC Column GF: M20Gr, Steel Centering | 2.03 | M3 | 12828 | 26040.84
70 | SWR33144 | Reinforcement Steel Fe 415/500 | 0.1 | TON | 84560 | 8456
71 | SWR33145 | S&F Structural Steel Angles etc. | 0.5 | KG | 119 | 59.5
72 | SWR34470 | Seigniorage Charges - Sand | 1.31 | M3 | 40 | 52.4
73 | SWR34471 | Seigniorage Charges - Metal | 2.67 | M3 | 97.5 | 260.325
subtotal: | [5 empty] | 1353647.0774
33kV line labour
1 | SWR22092 | survey line&cabl inc peg mark&tree clear | 0.99 | KM | 765 | 757.35
2 | SWR11230 | Load-11/33KV XLPE UG Cable for all sizes | 10 | DR | 1024 | 10240
3 | SWR25024 | Transport-33KV 3x400sqmm Cb Drum to 50km | 5 | EA | 21423 | 107115
4 | SWR11231 | Unload-11/33KV XLPE UG Cable all sizes | 10 | DR | 1024 | 10240
5 | SWR11002 | Laying of 33kV UG 2Run in Hard rock. | 400 | RMT | 1430 | 572000
6 | SWR11980 | Lay-DR 33KV 3x400sqmm UG Cb CC/BT Compsr | 400 | M | 1388.84 | 555536
7 | SWR12069 | Lay-6R 33KV 3x400sqmm UG Cb CC/BT Compsr | 120 | M | 2314.13 | 277695.6
8 | SWR11972 | Lay-DR 33KV 3x400sqmm UG Cb HG/BC/CC/BT | 70 | M | 749 | 52430
9 | SWR10988 | Lay-2nd Cable in Excavated Trench | 1070 | M | 204.1 | 218387 | 400+120*5+70
10 | SWR12004 | Raise-DR 33KV 3x400sqmm UG Cb on support | 140 | M | 323.85 | 45339
11 | SWR25089 | S&E-Smart RFID marker | 10 | EA | 2745 | 27450
12 | SWR10382 | Straight through joint 33kv 3x400 xlpe | 20 | EA | 5700.78 | 114015.6
13 | SWR10387 | OD/Idoor end termination 33kv 3x400 xlpe | 24 | EA | 2764.76 | 66354.24
14 | SWR11230 | Load-11/33KV XLPE UG Cable for all sizes | 6 | DR | 1024 | 6144
15 | SWR25024 | Transport-33KV 3x400sqmm Cb Drum to 50km | 3 | EA | 21423 | 64269
16 | SWR11231 | Unload-11/33KV XLPE UG Cable all sizes | 6 | DR | 1024 | 6144
17 | SWR12111 | Lay-4 SC 33KV 630sqmm UG Cb CT/BT Compsr | 500 | M | 2912.1 | 1456050
18 | SWR12112 | Lay-4 SC 33KV 630sqmm UG Cb CC/BT RdCrsg | 100 | M | 3024.3 | 302430
19 | SWR12448 | Raise-SR 33KV 1x630sqmm UG Cb on Support | 120 | M | 133 | 15960
20 | SMR12379 | S-33KV 1x630sqmm Ray Fit Joint | 10 | EA | 26500 | 265000
21 | SMR12474 | S-33KV 1x630Sqmm OD Unit EndTermtn | 10 | EA | 4200 | 42000
22 | SWR12474 | Install-33KV 1x630Sqmm OD Unit EndTermtn | 10 | EA | 4000 | 40000
23 | SMR40081 | S-6" B Class GI pipe 5mm thck 20Kg/M | 174 | M | 1044 | 181656 | 18*3 + 120 M excess
24 | SMR40077 | Supply of 250 mm Hume pipe of class NP3 | 150 | M | 363 | 54450
25 | SWR21903 | Consult charg for providng traffic diver | 100 | M | 30 | 3000 | road crossing
26 | SWR25089 | S&E-Smart RFID marker | 20 | EA | 2745 | 54900
27 | SWR10239 | LOADING of 33 KV AB SWCH Con 400/800 A | 3 | EA | 126 | 378
28 | SWR10557 | UNLOADING of 33 KV AB SWCH Con 400/800 A | 3 | EA | 79 | 237
29 | SWR10392 | Erection of 33kv ABSwitch incl earthing | 3 | EA | 4500 | 13500
30 | SWR12331 | AB Switch Coil Earthing GI No. 8 Wire | 3 | EA | 146.63 | 439.89
31 | SWR10881 | Painting AB switch OP rods with PO red | 3 | EA | 142 | 426
32 | SWR10266 | LOADING of 33 KV10 KA LAs Station type | 9 | EA | 41 | 369
33 | SWR10584 | UNLOADING of 33 KV10 KA LAs Station type | 9 | EA | 35 | 315
34 | SWR10396 | Erect of 33kv LA stn type incl earthing | 3 | SET | 880 | 2640
35 | SWR10191 | LOADING of Conductor drums | 2 | EA | 202 | 404
36 | SWR11861 | Transport of Cond Drum,VCBs >10 & <20Km | 1 | EA | 3299.7 | 3299.7
37 | SWR10509 | UNLOADING of Conductor drums | 2 | EA | 100 | 200
38 | SWR10366 | Stringing 100sqmm 33/11kv Line 3 Cond SC | 2.75 | KM | 13856.7 | 38105.925
39 | SWR10981 | Horizontal Cut point for 33 KV line | 10 | EA | 1791.12 | 17911.2
40 | SWR10204 | Loading of R.S. Joists 175 x 85 mm | 14 | EA | 76 | 1064
41 | SWR10522 | Un loading of R.S. Joists 175 x 85 mm | 14 | EA | 50 | 700
42 | SWR11040 | Ex of Hard pit w/o blast 0.75X0.9X1.95M | 7 | EA | 990.68 | 6934.76
43 | SWR10642 | Fabrication of 175x85/150x75mm RS joist | 7 | EA | 512.55 | 3587.85
44 | SWR11276 | Erect-33KV DP Structure with RS Joist | 2 | SET | 5670 | 11340
45 | SWR11266 | Erection of 9/10/11Meter Box pole | 3 | EA | 2643.83 | 7931.49
46 | SWR10356 | Mass concreting of supports incl. cement | 9.17 | M3 | 6579 | 60329.43
47 | SWR10862 | Plastering 2 coats, 20/16 mm (1:6)/(1:4) | 2.888 | M2 | 373 | 1077.224
48 | SWR11089 | Ptg of coping with 2cts white cmnt inclu | 7 | EA | 48 | 336
49 | SWR10206 | Loading of M.S.Channels, Angles, Flats & Rods etc., | 2 | TON | 221 | 442
50 | SWR10524 | Un loading of M.S.Channels, Angles, Flats & Rods etc., | 2 | Ton | 185 | 370
51 | SWR10132 | TRANSPORT OF STEEL 10 TO 20KM | 5.5 | TON | 412.08 | 2266.44
52 | SWR10869 | Fabrication of struc.with welding. | 1.5 | TO | 3426 | 5139
53 | SMR40009 | Sup Material for 1st coat Al. Painting. | 5 | TO | 2181 | 10905
54 | SMR40010 | Sup Material for 2nd coat Al. Painting. | 5 | TO | 1293 | 6465
55 | SWR10877 | Labour for 1st coat Al. Painting. | 5 | TO | 851 | 4255
56 | SWR10879 | Labour for 2nd coat Al. Painting. | 5 | TO | 482 | 2410
57 | SMR11485 | S-Earthing GI flat 25x3 mm incl material | 108 | KG | 105 | 11340 | 0.6*180
58 | SWR12125 | Run-GI Earth Flat 25x3mm from metallic p | 180 | M | 14.03 | 2525.4 | 9*20
59 | SWR10919 | Earthing for raisers of SS Flat 50x6 mm. | 208.33 | RMT | 41 | 8541.53
60 | SWR10924 | Supply&Erec of CI earth Pipe as APTRANCO | 2 | EA | 9804 | 19608
61 | SMR11483 | S-CI Pipe earthing 80mm dia 2.75m long | 6 | EA | 2789 | 16734
62 | SMR11480 | S-GI pipe earthing 40mm dia 2m long | 9 | EA | 698 | 6282
63 | SWR10357 | ERECT. OF LINES-Providing of earthing | 15 | EA | 1234.2 | 18513
64 | SWR10359 | ERECT. OF LINES-Providing of RCC collar | 15 | EA | 386 | 5790
65 | SWR12101 | Paint-Feeder Name on Support incl. Paint | 12 | EA | 53 | 636
66 | SWR12104 | CAD Drawing per pole upto 10KM | 1 | LS | 6000 | 6000
67 | SMR11488 | S-GI Bolts & Nuts,Washers etc., | 30 | KG | 117.5 | 3525
68 | SMR11683 | S-M+3 Tower GALV | 50 | EA | 140674.3 | 7033715
69 | SMR11684 | S-Mat. for Extn of M+3 Tower by 3M GALV | 100 | EA | 28520.64 | 2852064
70 | SWR11850 | Erect- M+3 Tower GALV | 50 | EA | 64576 | 3228800
71 | SWR11851 | Erect-Extn of 3M for M+3 Tower GALV | 100 | EA | 5168.95 | 516895
72 | SWR20959 | Excavate-Earth in Hard Murram | 237.6 | M3 | 1530 | 363528
73 | SWR12440 | S&E-C Clamp for 33KV Jumper on Tower | 150 | EA | 51 | 7650 | 50*3
subtotal: | [5 empty] | 18855488.629
11kV Line Labour
1 | SWR22092 | survey line&cabl inc peg mark&tree clear | 0.3 | KM | 765 | 229.5
2 | SWR11230 | Load-11/33KV XLPE UG Cable for all sizes | 6 | DR | 1024 | 6144
3 | SWR11861 | Transport of Cond Drum,VCBs >10 & <20Km | 3 | EA | 3299.7 | 9899.1
4 | SWR11231 | Unload-11/33KV XLPE UG Cable all sizes | 6 | DR | 1024 | 6144
5 | SWR12070 | Lay-6R 11KV 3x300sqmm UG Cb CC/BT Compsr | 300 | M | 2173.88 | 652164
6 | SWR10988 | Lay-2nd Cable in Excavated Trench | 1500 | M | 204.1 | 306150
7 | SWR12005 | Raise-DR 11KV 3x300sqmm UG Cb on support | 150 | M | 275.4 | 41310
8 | SWR10386 | Straight through joint 11kv 3x300 xlpe | 8 | EA | 3725.45 | 29803.6
9 | SWR10391 | OD/Idoor end termination 11kv 3x300 xlpe | 24 | EA | 2370.63 | 56895.12
10 | SWR10238 | LOADING of 11 KV AB SWCH Con 200/400 A | 6 | EA | 80 | 480
11 | SWR10556 | UNLOADING of 11 KV AB SWCH Con 200/400 A | 6 | EA | 80 | 480
12 | SWR10393 | Erection of 11kv ABSwitch incl earthing | 6 | EA | 3200 | 19200
13 | SWR12331 | AB Switch Coil Earthing GI No. 8 Wire | 6 | EA | 146.63 | 879.78
14 | SWR10881 | Painting AB switch OP rods with PO red | 6 | EA | 142 | 852
15 | SWR10191 | LOADING of Conductor drums | 1 | EA | 202 | 202
16 | SWR11861 | Transport of Cond Drum,VCBs >10 & <20Km | 2 | EA | 3299.7 | 6599.4
17 | SWR10509 | UNLOADING of Conductor drums | 1 | EA | 100 | 100
18 | SWR10366 | Stringing 100sqmm 33/11kv Line 3 Cond SC | 0.24 | KM | 13856.7 | 3325.608
19 | SWR10653 | Formatn of Horiz Cut point for 11KV line | 8 | EA | 1435.81 | 11486.48
20 | SMR40080 | S-4" BClass GI pipe 3.65mm thck 12.2Kg/M | 60 | M | 740 | 44400 | 12 raisings*3
21 | SWR10204 | Loading of R.S. Joists 175 x 85 mm | 12 | EA | 76 | 912
22 | SWR10522 | Un loading of R.S. Joists 175 x 85 mm | 12 | EA | 50 | 600
23 | SWR11040 | Ex of Hard pit w/o blast 0.75X0.9X1.95M | 6 | EA | 990.68 | 5944.08
24 | SWR10642 | Fabrication of 175x85/150x75mm RS joist | 6 | EA | 512.55 | 3075.3
25 | SWR11266 | Erection of 9/10/11Meter Box pole | 6 | EA | 2643.83 | 15862.98
26 | SWR10356 | Mass concreting of supports incl. cement | 8.29 | M3 | 6579 | 54539.91
27 | SWR10862 | Plastering 2 coats, 20/16 mm (1:6)/(1:4) | 3.466 | M2 | 373 | 1292.818
28 | SWR11089 | Ptg of coping with 2cts white cmnt inclu | 6 | EA | 48 | 288
29 | SWR10206 | Loading of M.S.Channels, Angles, Flats & Rods etc., | 2.645 | Ton | 221 | 584.545
30 | SWR10524 | Un loading of M.S.Channels, Angles, Flats & Rods etc., | 2.645 | Ton | 185 | 489.325
31 | SWR10132 | TRANSPORT OF STEEL 10 TO 20KM | 5.645 | TON | 412.08 | 2326.1916
32 | SWR10869 | Fabrication of struc.with welding. | 2.645 | TO | 3426 | 9061.77
33 | SMR40009 | Sup Material for 1st coat Al. Painting. | 5.145 | TO | 2181 | 11221.245
34 | SMR40010 | Sup Material for 2nd coat Al. Painting. | 5.145 | TO | 1293 | 6652.485
35 | SWR10877 | Labour for 1st coat Al. Painting. | 5.145 | TO | 851 | 4378.395
36 | SWR10879 | Labour for 2nd coat Al. Painting. | 5.145 | TO | 482 | 2479.89
37 | SMR11485 | S-Earthing GI flat 25x3 mm incl material | 150 | KG | 105 | 15750 | 0.6*250
38 | SWR12125 | Run-GI Earth Flat 25x3mm from metallic p | 250 | M | 14.03 | 3507.5
39 | SMR11480 | S-GI pipe earthing 40mm dia 2m long | 21 | Ea | 698 | 14658 | 9+6+6
40 | SWR10357 | ERECT. OF LINES-Providing of earthing | 21 | EA | 1234.2 | 25918.2
41 | SWR10359 | ERECT. OF LINES-Providing of RCC collar | 21 | EA | 386 | 8106
42 | SWR12101 | Paint-Feeder Name on Support incl. Paint | 12 | EA | 53 | 636
43 | SMR11488 | S-GI Bolts & Nuts,Washers etc., | 150 | KG | 117.5 | 17625
44 | SWR11040 | Ex of Hard pit w/o blast 0.75X0.9X1.95M | 80 | EA | 990.68 | 79254.4
45 | SWR10978 | Errection of 11 M long PSCC pole | 80 | EA | 4336.85 | 346948
46 | SWR10356 | Mass concreting of supports incl. cement | 104.8 | M3 | 6579 | 689479.2
47 | SWR10188 | LOADING of 9.1M PSCC POLE | 100 | EA | 182 | 18200
48 | SWR10506 | UNLOADING of 9.1M PSCC POLE | 100 | EA | 91 | 9100
49 | SWR11039 | Exca Hard pit w/o blast 0.76X0.76X1.83M | 20 | EA | 928 | 18560 | 1.31
50 | SWR11083 | Erec of 9.1 Mts PSCC poles for stuts | 20 |  | 2400 | 48000
51 | SWR10356 | Mass concreting of supports incl. cement | 21 | M3 | 6579 | 138159
52 | SWR12413 | LOADING of 11 KV AB Cable (XLPE) 3 Core | 11 | DR | 584 | 6424
53 | SWR12431 | UNLOADING of 11 KV AB Cable (XLPE) 3 Cor | 6 | DR | 438 | 2628
54 | SWR11861 | Transport of Cond Drum,VCBs >10 & <20Km | 11 | EA | 3299.7 | 36296.7
55 | SWR24971 | S&Erect-T-Branch kit | 15 | EA | 3215 | 48225
56 | SWR10671 | Erection of Assemble Kit for 'T' Branche | 15 | EA | 1800 | 27000
57 | SWR10667 | End Termnatn of AB cable 120 to 185 Sqmm | 150 | EA | 800 | 120000
58 | SWR10672 | Supply and ere Straight line Asmbly kits | 300 | EA | 1661 | 498300
59 | SWR10673 | Supply and ere Angle line Asmbly kits | 40 | EA | 2124 | 84960
60 | SMR12099 | Supply- I Hook | 340 | EA | 158 | 53720
61 | SWR12099 | Erection- I Hook | 340 | EA | 55 | 18700
62 | SMR11488 | S-GI Bolts & Nuts,Washers etc., | 100 | KG | 117.5 | 11750
63 | SMR40133 | S-185Sqmm Alluminium Lug | 60 | EA | 13 | 780
64 | SWR20612 | Earth-11KV 3x185+1x75 AB Cb-GIStrip&Pipe | 16 | EA | 500 | 8000
65 | SWR10454 | Stringing of AB cbl 11 KV 3x185+70 Sqmm | 5.1 | KM | 41876.1 | 213568.11
subtotal: | [5 empty] | 3880706.6326
Road cutting charges
1 | SWR24700 | Road Cutting - BT Road in GHMC/R&B | 1400 | M | 2275 | 3185000
Sub total: | [5 empty] | 3185000
Services cost including road cutting: | [5 empty] | 29383455.3294
GST 18% | [5 empty] | 5289021.9593
TOTAL SERVICES COST : | [5 empty] | 34672477.2887
TOTAL MATERIAL COST : | [5 empty] | 85863593.2392
10% Price variation on Material | [5 empty] | 8586359.3239
TOTAL MATERIAL AND SERVICES COST: | [5 empty] | 129122429.8518